## PurchaseOrder
SNo. | Customer Name | Quotation No. | Quotation Date | Created On | Created By | Qty | Description | Rate | Amount
0 | Swastik Engitech Pvt Ltd | 2024-25/0939-0 | 11/1/2024 12:00:00 AM | 11/1/2024 8:38:41 AM | Madhav
1 | [5 empty] | 1 | Enclosure For Control Panel. &lt;br&gt;1.MFS (Modular Floor Standing Enclosure) Construction in CRCA MS Sheet. &lt;br&gt;2. Size= (1200+1200)W mm x 600D mm x 2000H mm. &lt;br&gt;3. Main frame Structure Welded in 3.00mm thickness.&lt;br&gt;4. Bottom Cover: GPSP in 2.00mm thickness.&lt;br&gt;5. Component Mtg. Plate: GPSP in 2.00mm thickness qty In Colour Select Colour.&lt;br&gt;6. Front Door: Split in 2.00mm thickness.&lt;br&gt;7. Lock: 3-point Handle Lock,.&lt;br&gt;8. Side Cover: in 1.5mm thickness .&lt;br&gt;9. Top Cover: in 1.5mm thickness .&lt;br&gt;10. Lifting Arrangement: Lifting L.&lt;br&gt;11. Base: Standard 3.00mm thickness 100mm height .&lt;br&gt;12. Drawing Pocket: Standard colour 7035.&lt;br&gt;13. Micro switch bracket.&lt;br&gt;14. Tubelight Bracket.&lt;br&gt;15. Jointless polyurethane foamed in place gasketing.&lt;br&gt; | 110998 | 99898.20
2 | Swastik Engitech Pvt Ltd | 2024-25/0939-1 | 11/1/2024 12:00:00 AM | 11/1/2024 8:39:57 AM | Madhav
3 | [5 empty] | 1 | Enclosure For Control Panel. &lt;br&gt;1.MFS (Modular Floor Standing Enclosure) Construction in CRCA MS Sheet. &lt;br&gt;2. Size= (1200+1200)W mm x 600D mm x 2000H mm. &lt;br&gt;3. Main frame Structure Welded in 3.00mm thickness.&lt;br&gt;4. Bottom Cover: GPSP in 2.00mm thickness.&lt;br&gt;5. Component Mtg. Plate: GPSP in 2.00mm thickness qty In Colour Select Colour.&lt;br&gt;6. Front Door: Split in 2.00mm thickness.&lt;br&gt;7. Lock: 3-point Handle Lock,.&lt;br&gt;8. Side Cover &amp; rear cover : in 1.5mm thickness .&lt;br&gt;9. Top Cover: in 1.5mm thickness .&lt;br&gt;10. Lifting Arrangement: Lifting L.&lt;br&gt;11. Base: Standard 3.00mm thickness 100mm height .&lt;br&gt;12. Drawing Pocket: Standard colour 7035.&lt;br&gt;13. Micro switch bracket.&lt;br&gt;14. Tubelight Bracket.&lt;br&gt;15. Jointless polyurethane foamed in place gasketing.&lt;br&gt; | 110998 | 99898.20
4 | Tripura Distributor & Corporation | 2024-25/0940-0 | 11/6/2024 12:00:00 AM | 11/6/2024 2:15:26 PM | Admin
5 | [5 empty] | 15 | Enclosure For Control Panel. &lt;br&gt;1.PC TABLE Construction in CRCA MS Sheet. &lt;br&gt;2. Size= 750/1000W mm x 1200D mm x 750H mm for CCR&lt;br&gt;Size= 800W mm x 1200D mm x 750H mm for Server Room.&lt;br&gt;3. Welded Main Body with Top and bottom in 1.5mm in thickness.&lt;br&gt;4. Gland Plate: Bottom in 2.00mm thickness.&lt;br&gt;5. Side C Plate: GPSP Colour Select colour in 2.00mm thickness ,.&lt;br&gt;6. Front Door with stiffeners: Split in 1.5mm thickness.&lt;br&gt;7. Rear Door with stiffeners: Split in 1.5mm thickness.&lt;br&gt;8. Lock: Cam Lock Qty 05 NosNos.&lt;br&gt;9. Sliding Keyboard drawer with telescopic rails: in 1.5mm thickness.&lt;br&gt;10. Sliding CPU drawer with telescopic rails: in 1.5mm thickness.&lt;br&gt;11. Monitor mounting bracket with tilt adjustment: Single.&lt;br&gt;12. Base: Standard in 2.00mm thickness Height 75mm.&lt;br&gt;13. Anti-vibration pad: in 12mm thickness.&lt;br&gt;14. Filters: 4 inch Qty 04 Nos.&lt;br&gt;15. Powder Coating Shade: RAL-7035.&lt;br&gt;16. Fan: In Size 4 inch qty: 02 Nos.&lt;br&gt;17. Jointless polyurethane foamed in place gasketing.&lt;br&gt;18. Any additional component: &lt;br&gt; 1) Electrical as per your description. &lt;br&gt; 2) MDF to 25mm. &lt;br&gt; 3) Acrylic top 12mm. &lt;br&gt; 4) Monitor Stand for twin monitors. | 76383 | 1031170.5
6 | Tripura Distributor & Corporation | 2024-25/0940-1 | 11/6/2024 12:00:00 AM | 11/6/2024 2:17:42 PM | Admin
7 | [5 empty] | 15 | Enclosure For Control Panel. &lt;br&gt;1.PC TABLE Construction in CRCA MS Sheet. &lt;br&gt;2. Size= 750/1000W mm x 1200D mm x 750H mm for CCR&lt;br&gt;Size= 800W mm x 1200D mm x 750H mm for Server Room.&lt;br&gt;3. Welded Main Body with Top and bottom in 1.5mm in thickness.&lt;br&gt;4. Gland Plate: Bottom in 2.00mm thickness.&lt;br&gt;5. Side C Plate: GPSP Colour Select colour in 2.00mm thickness ,.&lt;br&gt;6. Front Door with stiffeners: Split in 1.5mm thickness.&lt;br&gt;7. Rear Door with stiffeners: Split in 1.5mm thickness.&lt;br&gt;8. Lock: Cam Lock Qty 05 NosNos.&lt;br&gt;9. Sliding Keyboard drawer with telescopic rails: in 1.5mm thickness.&lt;br&gt;10. Sliding CPU drawer with telescopic rails: in 1.5mm thickness.&lt;br&gt;11. Monitor mounting bracket with tilt adjustment: Single.&lt;br&gt;12. Base: Standard in 2.00mm thickness Height 75mm.&lt;br&gt;13. Anti-vibration pad: in 12mm thickness.&lt;br&gt;14. Filters: 4 inch Qty 04 Nos.&lt;br&gt;15. Powder Coating Shade: RAL-7035.&lt;br&gt;16. Fan: In Size 4 inch qty: 02 Nos.&lt;br&gt;17. Jointless polyurethane foamed in place gasketing.&lt;br&gt;18. Any additional component: &lt;br&gt; 1) Electrical as per your description. &lt;br&gt; 2) MDF to 25mm. &lt;br&gt; 3) Acrylic top 12mm. &lt;br&gt; 4) Monitor Stand for twin monitors. | 82883 | 1118920.5
8 | UNIQUE UV & LIGHT PVT. LTD. | 2024-25/0941-0 | 11/6/2024 12:00:00 AM | 11/6/2024 2:59:22 PM | Satyajeet
9 | [5 empty] | 5 | Enclosure For Control Panel. &lt;br&gt;1.WMM-30 (MCC Box) Construction in CRCA MS Sheet. &lt;br&gt;2. Size= 600W mm x 400D mm x 600H mm. &lt;br&gt;3. Welded Main Body with Top and bottom in 1.5mm in thickness.&lt;br&gt;4. Gland Plate: Bottom Side in 2.00mm thickness.&lt;br&gt;5. Component Mtg. Plate: GPSP in 2.00mm thickness.&lt;br&gt;6. Front Door: Single in 2.00mm thickness.&lt;br&gt;7. Lock: Cam Lock with qty 2 Qty.&lt;br&gt;8. Powder Coating Shade: RAL-7035 .&lt;br&gt;9. Jointless polyurethane foamed in place gasketing.&lt;br&gt; | 9490 | 42705.00
10 | Aman International | 2024-25/0943-0 | 11/7/2024 12:00:00 AM | 11/7/2024 11:31:27 AM | Satyajeet
11 | [5 empty] | 1 | Enclosure For Control Panel. &lt;br&gt;1.MFS (Modular Floor Standing Enclosure) Construction in CRCA MS Sheet. &lt;br&gt;2. Size= (1200+1200+1200+800+1200+800) 6400W mm x 600D mm x 2200H mm. &lt;br&gt;3. Main frame Structure Welded in 3.00mm thickness.&lt;br&gt;4. Component Mtg. Plate: GPSP in 3.00mm thickness &lt;br&gt;5. Front Door: Split in 2.00mm thickness.&lt;br&gt;6. Lock: IMP Lock,.&lt;br&gt;7. Rear Cover: in 1.5mm thickness .&lt;br&gt;8. Side Cover: in 1.5mm thickness .&lt;br&gt;9. Top Cover: in 1.5mm thickness .&lt;br&gt;10. Lifting Arrangement: Lifting full length L 5.00mm thickness.&lt;br&gt;11. Base: Standard 3.00mm thickness 100mm height .&lt;br&gt;12. Drawing Pocket: Standard colour 7035.&lt;br&gt;13. Micro switch bracket.&lt;br&gt;14. Tubelight Bracket.&lt;br&gt;15. Jointless polyurethane foamed in place gasketing.&lt;br&gt; | 360464 | 324417.60
12 | Actuate Controls | 2024-25/0944-0 | 11/7/2024 12:00:00 AM | 11/7/2024 6:24:17 PM | Admin
13 | [5 empty] | 1 | Enclosure For Control Panel. &lt;br&gt;1.WMM-30 (MCC Box) Construction in CRCA MS Sheet. &lt;br&gt;2. Size= 700W mm x 420D mm x 1700H mm + 100 Base. &lt;br&gt;3. Welded Main Body with Sides in 2.00mm in thickness.&lt;br&gt;4. Gland Plate: Bottom Side in 2.00mm thickness.&lt;br&gt;5. Component Mtg. Plate: GPSP in 2.00mm thickness.&lt;br&gt;6. Front Door: Single in 1.5mm thickness.&lt;br&gt;7. Door Stiffeners.&lt;br&gt;8. Lock: 3-point Handle Lock with qty 01.&lt;br&gt;9. Cable Support Angle: Cable Support Angle with qty 02.&lt;br&gt;10. Powder Coating Shade: RAL-7035 .&lt;br&gt;11. Lifting I-Bolt: with qty 02.&lt;br&gt;12. Base: 3.00mm thickness and 100mm Height.&lt;br&gt;13. Jointless polyurethane foamed in place gasketing.&lt;br&gt; | 24074 | 19981.42
14 | Endeavour Automation | 2024-25/0945-0 | 11/7/2024 12:00:00 AM | 11/7/2024 7:36:13 PM | Admin
15 | [5 empty] | 1 | Enclosure For Control Panel. &lt;br&gt;1.MFS (Modular Floor Standing Enclosure) Construction in CRCA MS Sheet. &lt;br&gt;2. Size= 1500 (500+1000)W mm x 550D mm x 1800H mm. &lt;br&gt;3. Main frame Structure Welded in 3.00mm thickness.&lt;br&gt;4. Bottom Cover: GPSP in 2.00mm thickness.&lt;br&gt;5. Component Mtg. Plate: GPSP in 3.00mm thickness qty In Colour Select Colour.&lt;br&gt;6. Front Door: Split in 2.00mm thickness.&lt;br&gt;7. Lock: IMP Lock, Qty 02.&lt;br&gt;8. Rear Cover: in 1.5mm thickness .&lt;br&gt;9. Side Cover: in 1.5mm thickness .&lt;br&gt;10. Top Cover: in 1.5mm thickness .&lt;br&gt;11. Lifting Arrangement: Lifting L.&lt;br&gt;12. Base: Standard 3.00mm thickness 100mm height .&lt;br&gt;13. Drawing Pocket: Standard .&lt;br&gt;14. Micro switch bracket.&lt;br&gt;15. Tubelight Bracket.&lt;br&gt;16. Jointless polyurethane foamed in place gasketing.&lt;br&gt; | 120200 | 108180.00
16 | Southern Automation and Electrical Solutions Private Limited | 2024-25/0946-0 | 11/7/2024 12:00:00 AM | 11/7/2024 7:44:53 PM | Satyajeet
17 | [5 empty] | 1 | Enclosure For Control Panel. &lt;br&gt;1.WMM-30 (MCC Box) Construction in SS304 Sheet. &lt;br&gt;2. Size= 600W mm x 250D mm x 700H mm +400 mm Base Stand. &lt;br&gt;3. Welded Main Body with Sides in 1.5mm in thickness.&lt;br&gt;4. Gland Plate: Top Side in 2.00mm thickness.&lt;br&gt;5. Mounting Plate in SS304 in 2.00mm thickness.&lt;br&gt;6. Front Door: Single in 2.00mm thickness.&lt;br&gt;7. Door Stiffener.&lt;br&gt;8. Lock: Cam Lock with qty 02.&lt;br&gt;9. Base: 3.00mm thickness and 400mm Height.&lt;br&gt;10. Jointless polyurethane foamed in place gasketing.&lt;br&gt;11. Surface Finish: Buffed to Brushline Matt finish. | 35026 | 29071.58
18 | Blumenbecker KAT Automation Pvt. Ltd | 2024-25/0947-0 | 11/8/2024 12:00:00 AM | 11/8/2024 10:22:52 AM | Satyajeet
19 | [5 empty] | 3 | Enclosure For Control Panel. &lt;br&gt;1.WMM-30 (MCC Box) Construction in CRCA MS Sheet. &lt;br&gt;2. Size= 500W mm x 350D mm x 700H mm. &lt;br&gt;3. Welded Main Body with Top and bottom in 1.5mm in thickness.&lt;br&gt;4. Component Mtg. Plate: GPSP in 3.00mm thickness.&lt;br&gt;5. Front Door: Single in 2.00mm thickness.&lt;br&gt;6. Lock: Cam Lock with qty 2 Qty.&lt;br&gt;7. Powder Coating Shade: RAL-7035 .&lt;br&gt;8. Jointless polyurethane foamed in place gasketing.&lt;br&gt; | 6985 | 20955.00
20 | Endeavour Automation | 2024-25/0945-1 | 11/7/2024 12:00:00 AM | 11/8/2024 12:21:18 PM | Admin
21 | [5 empty] | 1 | Enclosure For Control Panel. &lt;br&gt;1.MFS (Modular Floor Standing Enclosure) Construction in CRCA MS Sheet. &lt;br&gt;2. Size= 1500 (500+1000)W mm x 550D mm x 1800H mm. &lt;br&gt;3. Main frame Structure Welded in 3.00mm thickness.&lt;br&gt;4. Bottom Cover: GPSP in 2.00mm thickness.&lt;br&gt;5. Component Mtg. Plate: GPSP in 3.00mm thickness qty In Colour Select Colour.&lt;br&gt;6. Front Door: Split in 2.00mm thickness.&lt;br&gt;7. Lock: IMP Lock, Qty 02.&lt;br&gt;8. Rear Cover: in 1.5mm thickness .&lt;br&gt;9. Side Cover: in 1.5mm thickness .&lt;br&gt;10. Top Cover: in 1.5mm thickness .&lt;br&gt;11. Lifting Arrangement: Lifting L.&lt;br&gt;12. Base: Standard 3.00mm thickness 100mm height .&lt;br&gt;13. Drawing Pocket: Standard .&lt;br&gt;14. Micro switch bracket.&lt;br&gt;15. Tubelight Bracket.&lt;br&gt;16. Jointless polyurethane foamed in place gasketing.&lt;br&gt; | 79400 | 67490
22 | Economy Process Solutions Private Limited | 2024-25/0948-0 | 11/8/2024 12:00:00 AM | 11/8/2024 1:23:26 PM | Satyajeet
23 | [5 empty] | 1 | Enclosure For Control Panel. &lt;br&gt;1.Eco MCC 30mm Construction in CRCA MS Sheet. &lt;br&gt;2. Size= 2000W mm x 400D mm x 1450H mm + 375 mm Base Stand. &lt;br&gt;3. Main frame Structure Welded in 2.00mm in thickness.&lt;br&gt;4. Gland Plate: Bottom Side in 2.00mm Thickness.&lt;br&gt;5. Mounting Plate in 2.00mm thickness 02.&lt;br&gt;6. Front Door: Split in 2.00mm thickness.&lt;br&gt;7. Rear Cover: in 1.5 mm thickness.&lt;br&gt;8. Side Cover: in 1.5 mm thickness.&lt;br&gt;9. Lock: 3-point Handle Lock.&lt;br&gt;10. Powder Coating Shade: RAL-7035 .&lt;br&gt;11. Lifting Arrangement: Eye Bolt in 3.00 mm thickness.&lt;br&gt;12. Base: 50mm Angle frame with 375mm height in 3mm thickness.&lt;br&gt;13. Drawing Pocket: Standard colour 7035.&lt;br&gt;14. Filter: In Size 6 inch qty: 03.&lt;br&gt;15. Jointless polyurethane foamed in place gasketing.&lt;br&gt; | 59251 | 50363.35
24 | Innodrives | 2024-25/0949-0 | 11/8/2024 12:00:00 AM | 11/8/2024 2:59:37 PM | Admin
25 | [5 empty] | 1 | Enclosure For Control Panel. &lt;br&gt;1.WMM-22 Construction in CRCA MS Sheet. &lt;br&gt;2. Size= 550W mm x 350D mm x 750H mm. &lt;br&gt;3. Welded Main Body with Sides in 1.5mm in thickness.&lt;br&gt;4. Gland Plate: Bottom Side in 2.00mm thickness.&lt;br&gt;5. Component Mtg. Plate: GPSP in 2.00mm thickness.&lt;br&gt;6. Wall Mtg. Bracket: Small size.&lt;br&gt;7. Front Door: Single in 2.00mm thickness.&lt;br&gt;8. Door Stiffener.&lt;br&gt;9. Lock: Cam Lock with qty 02.&lt;br&gt;10. Powder Coating Shade: RAL-7035 .&lt;br&gt;11. Jointless polyurethane foamed in place gasketing.&lt;br&gt;&lt;br&gt;Discount Structure:&lt;br&gt;Qty: 1 Discount 0%.&lt;br&gt;Qty: 2-10 Discount 10%.&lt;br&gt;Qty: 11-25 Discount 15%.&lt;br&gt;Qty: 26 or more Discount 18%. | 8212 | 8212.00
26 | Cemech Infra Solutions | 2024-25/0950-0 | 11/8/2024 12:00:00 AM | 11/8/2024 5:21:29 PM | Satyajeet
27 | [5 empty] | 1 | Enclosure For Control Panel. &lt;br&gt;1.MFS (Modular Floor Standing Enclosure) Construction in CRCA MS Sheet. &lt;br&gt;2. Size= 800W mm x 600D mm x 1700H mm. &lt;br&gt;3. Main frame Structure Welded in 3.00mm thickness.&lt;br&gt;4. Bottom Cover: CRCA in 2.00mm thickness.&lt;br&gt;5. Gland Plate: Bottom Under LH,RH &amp; Top Select in 2.00mm thickness.&lt;br&gt;6. in 2.00mm thickness 02 qty In Colour 7035.&lt;br&gt;7. Front Door: Split in 2.00mm thickness.&lt;br&gt;8. Rear Door: Split in 2.00mm thickness.&lt;br&gt;9. Lock: 3-point Handle Lock, Qty 2.&lt;br&gt;10. Side Cover: in 1.5mm thickness .&lt;br&gt;11. Top Cover: in 1.5mm thickness .&lt;br&gt;12. Lifting Arrangement: Eye Bolt 5.00mm thickness.&lt;br&gt;13. Base: 50mm Angle frame 200mm height .&lt;br&gt;14. Drawing Pocket: Standard colour 7035.&lt;br&gt;15. Filter: In Size 4 inch qty: 08.&lt;br&gt;16. Jointless polyurethane foamed in place gasketing.&lt;br&gt; | 51358 | 46222.20
28 | MOGORA COSMIC PRIVATE LIMITED | 2024-25/0954-0 | 11/9/2024 12:00:00 AM | 11/9/2024 4:03:17 PM | Satyajeet
29 | [5 empty] | 1 | Enclosure For Control Panel. &lt;br&gt;1.WMM-22 Construction in CRCA MS Sheet. &lt;br&gt;2. Size= 450W mm x 110D mm x 350H mm. &lt;br&gt;3. Welded Main Body with Top and bottom in 1.5mm in thickness.&lt;br&gt;4. Component Mtg. Plate: GPSP in 2.00mm thickness.&lt;br&gt;5. Front Door: Single in 1.5mm thickness.&lt;br&gt;6. Lock: Cam Lock.&lt;br&gt;7. Powder Coating Shade: RAL-7035 .&lt;br&gt;8. Jointless polyurethane foamed in place gasketing.&lt;br&gt;9. Any additional component: 1.Stand 900mm H.&lt;br&gt; | 10915 | 10915.00
30 | [5 empty] | 1 | Enclosure For Control Panel. &lt;br&gt;1.WMM-30 Construction in CRCA MS Sheet. &lt;br&gt;2. Size= 800W mm x 300D mm x 1000H mm. &lt;br&gt;3. Welded Main Body with Top and bottom in 1.5mm in thickness.&lt;br&gt;4. Component Mtg. Plate: GPSP in 2.00mm thickness.&lt;br&gt;5. Front Door: Single in 2.00mm thickness.&lt;br&gt;6. Lock: 3-point Handle Lock.&lt;br&gt;7. Powder Coating Shade: RAL-7035 .&lt;br&gt;8. Jointless polyurethane foamed in place gasketing.&lt;br&gt; | 15399 | 15399
31 | [5 empty] | 1 | Enclosure For Control Panel. &lt;br&gt;1.WMM-30 Construction in CRCA MS Sheet. &lt;br&gt;2. Size= 800W mm x 300D mm x 1000H mm. &lt;br&gt;3. Welded Main Body with Top and bottom in 1.5mm in thickness.&lt;br&gt;4. Component Mtg. Plate: GPSP in 2.00mm thickness.&lt;br&gt;5. Front Door: Split in 2.00mm thickness.&lt;br&gt;6. Lock: 3-point Handle Lock.&lt;br&gt;7. Powder Coating Shade: RAL-7035 .&lt;br&gt;8. Jointless polyurethane foamed in place gasketing.&lt;br&gt; | 15932 | 15932
32 | Innodrives | 2024-25/0949-1 | 11/8/2024 12:00:00 AM | 11/9/2024 4:06:34 PM | Admin
33 | [5 empty] | 1 | Enclosure For Control Panel. &lt;br&gt;1.WMM-22 Construction in CRCA MS Sheet. &lt;br&gt;2. Size= 550W mm x 350D mm x 750H mm. &lt;br&gt;3. Welded Main Body with Sides in 1.5mm in thickness.&lt;br&gt;4. Gland Plate: Bottom Side in 2.00mm thickness.&lt;br&gt;5. Component Mtg. Plate: GPSP in 2.00mm thickness.&lt;br&gt;6. Wall Mtg. Bracket: Small size.&lt;br&gt;7. Front Door: Single in 2.00mm thickness.&lt;br&gt;8. Door Stiffener.&lt;br&gt;9. Lock: Cam Lock with qty 02.&lt;br&gt;10. Powder Coating Shade: RAL-7035 .&lt;br&gt;11. Jointless polyurethane foamed in place gasketing. | 8212 | 8212.00
34 | [5 empty] | 1 | Enclosure For Control Panel. &lt;br&gt;1.WMM-22 Construction in CRCA MS Sheet.&lt;br&gt;2. Size= 500W mm x 250D mm x 650H mm.&lt;br&gt;All other components same as item 1.&lt;br&gt; | 6790 | 6790.00
35 | [5 empty] | 1 | Enclosure For Control Panel. &lt;br&gt;1.WMM-30 Construction in CRCA MS Sheet.&lt;br&gt;2. Size= 700W mm x 400D mm x 1200H mm.&lt;br&gt;All other components same as item 1.&lt;br&gt; | 16360 | 16360.00
36 | Prima Equipment | 2024-25/0955-0 | 11/9/2024 12:00:00 AM | 11/9/2024 5:13:43 PM | Satyajeet
37 | [5 empty] | 1 | Enclosure For Control Panel. &lt;br&gt;1.MFS (Modular Floor Standing Enclosure) Construction in CRCA MS Sheet. &lt;br&gt;2. Size= 650W mm x 550D mm x 1800H mm. &lt;br&gt;3. Main frame Structure Welded in 2.00mm thickness.&lt;br&gt;4. Bottom Cover: GPSP in 2.00mm thickness.&lt;br&gt;5. Component Mtg. Plate: GPSP in 2.00mm thickness&lt;br&gt;6. Front Door: Single in 1.5mm thickness.&lt;br&gt;7. Rear Door: Single in 1.5mm thickness.&lt;br&gt;8. Lock: Handel Lock, Qty 2.&lt;br&gt;9. Side Cover: in 1.5mm thickness .&lt;br&gt;10. Top Cover: in 1.5mm thickness .&lt;br&gt;11. Lifting Arrangement: Eye Bolt.&lt;br&gt;12. Drawing Pocket: Standard .&lt;br&gt;13. Tubelight Bracket.&lt;br&gt;14. Canopy: Part Size Hole Dia3.00mm 1.5mm thickness.&lt;br&gt;15. Jointless polyurethane foamed in place gasketing.&lt;br&gt; | 28410 | 28410.00
38 | PEGASYS MACHINES PRIVATE LIMITED Belgavi | 2024-25/0956-0 | 11/10/2024 12:00:00 AM | 11/10/2024 12:54:53 PM | Satyajeet
39 | [5 empty] | 1 | Enclosure For Control Panel. &lt;br&gt;1.MFS (Modular Floor Standing Enclosure) Construction in CRCA MS Sheet. &lt;br&gt;2. Size= 950W mm x 500D mm x 2100H mm. &lt;br&gt;3. Main frame Structure Welded in 3.00mm thickness.&lt;br&gt;4. Bottom Cover: GPSP in 2.00mm thickness.&lt;br&gt;5. Component Mtg. Plate: 2.00mm thickness 1 qty.&lt;br&gt;6. Front Door: Single in 2.00mm thickness.&lt;br&gt;7. Lock: 3-point Handle Lock.&lt;br&gt;8. Rear Cover: in 2.00mm thickness .&lt;br&gt;9. Side Cover: in 2.00mm thickness .&lt;br&gt;10. Lifting Arrangement: Lifting L 3.00mm thickness.&lt;br&gt;11. Base: Standard 3.00mm thickness 100mm height.&lt;br&gt;12. Drawing Pocket: Standard &lt;br&gt;13. Tubelight Bracket.&lt;br&gt;14. Jointless polyurethane foamed in place gasketing. | 38711 | 32904.35
40 | [5 empty] | 1 | Enclosure For Control Panel. &lt;br&gt;1.WMM-30 (MCC Box) Construction in CRCA MS Sheet. &lt;br&gt;2. Size= 800W mm x 300D mm x 600H mm. &lt;br&gt;3. Welded Main Body with Top and bottom in 1.5mm in thickness.&lt;br&gt;4. Gland Plate: Bottom Side.&lt;br&gt;5. Component Mtg. Plate: GPSP in 2.00mm thickness.&lt;br&gt;6. Front Door: Single in 2.00mm thickness.&lt;br&gt;7. Lock: Cam Lock with 2 qty.&lt;br&gt;8. Jointless polyurethane foamed in place gasketing.&lt;br&gt; | 10670 | 9069.50
41 | UNIQUE UV & LIGHT PVT. LTD. | 2024-25/0957-0 | 11/10/2024 12:00:00 AM | 11/10/2024 1:40:28 PM | Satyajeet
42 | [5 empty] | 1 | Enclosure For Control Panel. &lt;br&gt;1.WMM-30 (MCC Box) Construction in CRCA MS Sheet. &lt;br&gt;2. Size= 700W mm x 300D mm x 1200H mm. &lt;br&gt;3. Welded Main Body with Top and bottom in 1.5mm in thickness.&lt;br&gt;4. Gland Plate: Bottom Side in 2.00mm thickness.&lt;br&gt;5. Component Mtg. Plate: GPSP in 2.00mm thickness.&lt;br&gt;6. Front Door: Single in 2.00mm thickness.&lt;br&gt;7. Lock: 3 Point Handle Lock.&lt;br&gt;8. Powder Coating Shade: RAL-7035 .&lt;br&gt;9. Jointless polyurethane foamed in place gasketing.&lt;br&gt; | 15407 | 13866.30
43 | Motherson Automotive Technologies & Engineering | 2024-25/0958-0 | 11/12/2024 12:00:00 AM | 11/12/2024 12:48:16 PM | Satyajeet
44 | [5 empty] | 3 | Enclosure For Control Panel. &lt;br&gt;1.WMM-30 (MCC Box) Construction in CRCA MS Sheet. &lt;br&gt;2. Size= 600W mm x 350D mm x 460H mm. &lt;br&gt;3. Welded Main Body with Sides in 1.5mm in thickness.&lt;br&gt;4. Gland Plate: Bottom Side in 2.00mm thickness.&lt;br&gt;5. colour 7035 in 2.00mm thickness.&lt;br&gt;6. Front Door: Single in 2.00mm thickness.&lt;br&gt;7. Lock: Cam Lock with qty 03.&lt;br&gt;8. Powder Coating Shade: RAL-7035 .&lt;br&gt;9. Jointless polyurethane foamed in place gasketing.&lt;br&gt; | 7116 | 19213.20
45 | HARSH TECHNOLOGIES | 2024-25/0959-0 | 11/12/2024 12:00:00 AM | 11/12/2024 5:11:50 PM | Satyajeet
46 | [5 empty] | 1 | Part of enclosures&lt;br&gt;080 Support Profile - 1000 mm ARM080.100 | 3646 | 3281.40
47 | [5 empty] | 1 | Part of enclosures &lt;br&gt;080 Support Profile - 500 mm ARM050.100 | 1823 | 1640.70
48 | [5 empty] | 1 | Part Of enclosures&lt;br&gt;Rotatable Top Mounted 90 degree Angle Joint ARM.080.600 | 9594 | 8634.60
49 | [5 empty] | 1 | Part of enclosures&lt;br&gt;90 Degree Angle Piece ARM080.420 | 2814 | 2532.60
50 | [5 empty] | 1 | Part of Enclosures&lt;br&gt;Rotatable Panel Coupling ARM080.320 | 4477 | 4029.30
51 | S.P.Engineers | 2024-25/0960-0 | 11/12/2024 12:00:00 AM | 11/12/2024 6:05:46 PM | Satyajeet
52 | [5 empty] | 6 | Enclosure For Control Panel. &lt;br&gt;1.JB Box Construction in CRCA MS Sheet. &lt;br&gt;2. Size= 300W mm x 120D mm x 300H mm. &lt;br&gt;3. Welded Main Body with Top and bottom in 1.5mm thickness.&lt;br&gt;4. Front Screwed Cover in 1.5mm thickness.&lt;br&gt;5. Powder Coating Shade: colour Specify RAL9010.&lt;br&gt;6. Jointless polyurethane foamed in place gasketing.&lt;br&gt; | 2480 | 14880.00
53 | [5 empty] | 6 | Enclosure For Control Panel. &lt;br&gt;1.WMM-22 Construction in CRCA MS Sheet. &lt;br&gt;2. Size= 300W mm x 150D mm x 600H mm. &lt;br&gt;3. Welded Main Body with Top and bottom in 1.5mm in thickness.&lt;br&gt;4. Component Mtg. Plate: GPSP in 2.00mm thickness.&lt;br&gt;5. Front Door: Single in 2.00mm thickness.&lt;br&gt;6. Lock: Cam Lock with qty 2 QTY.&lt;br&gt;7. Powder Coating Shade: RAL-7035 .&lt;br&gt;8. Jointless polyurethane foamed in place gasketing.&lt;br&gt; | 3905 | 23430.00
54 | [5 empty] | 1 | Enclosure For Control Panel. &lt;br&gt;1.WMM-30 (MCC Box) Construction in CRCA MS Sheet. &lt;br&gt;2. Size= 1400W mm x 300D mm x 1400H mm. &lt;br&gt;3. Welded Main Body with Top and bottom in 1.5mm in thickness.&lt;br&gt;4. Gland Plate: Bottom Side in 2.00mm thickness.&lt;br&gt;5. Component Mtg. Plate: GPSP in 2.00mm thickness.&lt;br&gt;6. Front Door: Split in 2.00mm thickness.&lt;br&gt;7. Lock: Cam Lock&lt;br&gt;8. Powder Coating Shade: RAL-7035 .&lt;br&gt;9. Lifting I-Bolt: with qty 2 QTY..&lt;br&gt;10. Jointless polyurethane foamed in place gasketing.&lt;br&gt; | 21965 | 21965.00
55 | Blumenbecker KAT Automation Pvt. Ltd | 2024-25/0961-0 | 11/12/2024 12:00:00 AM | 11/12/2024 6:53:38 PM | Satyajeet
56 | [5 empty] | 1 | Enclosure For Control Panel. &lt;br&gt;1.WMM-30 (MCC Box) Construction in CRCA MS Sheet. &lt;br&gt;2. Size= 700W mm x 400D mm x 1000H mm. &lt;br&gt;3. Welded Main Body with Top and bottom in 1.5mm in thickness.&lt;br&gt;4. Component Mtg. Plate: GPSP in 3.00mm thickness.&lt;br&gt;5. Front Door: Single in 2.00mm thickness.&lt;br&gt;6. Lock: Cam Lock.&lt;br&gt;7. Powder Coating Shade: RAL-7035 .&lt;br&gt;8. Jointless polyurethane foamed in place gasketing.&lt;br&gt; | 13083 | 11120.55
57 | [5 empty] | 1 | Enclosure For Control Panel.&lt;br&gt;1.WMM-30 (MCC Box) Construction in CRCA MS Sheet.&lt;br&gt;2. Size= 700W mm x 400D mm x 1000H mm.&lt;br&gt;3. Welded Main Body with Top and bottom in 1.5mm in thickness.&lt;br&gt;4. Component Mtg. Plate: GPSP in 3.00mm thickness.&lt;br&gt;5. Front Door: Single in 2.00mm thickness.&lt;br&gt;6. Lock: Cam Lock.&lt;br&gt;7. Powder Coating Shade: RAL-7035 .&lt;br&gt;8. Jointless polyurethane foamed in place gasketing. | 13083 | 11120.55
58 | Motherson Automotive Technologies & Engineering | 2024-25/0958-1 | 11/12/2024 12:00:00 AM | 11/12/2024 9:07:40 PM | Admin
59 | [5 empty] | 3 | Enclosure For Control Panel. &lt;br&gt;1.WMM-30 (MCC Box) Construction in CRCA MS Sheet. &lt;br&gt;2. Size= 600W mm x 350D mm x 460H mm. &lt;br&gt;3. Welded Main Body with Sides in 1.5mm in thickness.&lt;br&gt;4. Gland Plate: Bottom Side in 2.00mm thickness.&lt;br&gt;5. colour 7035 in 2.00mm thickness.&lt;br&gt;6. Front Door: Single in 2.00mm thickness.&lt;br&gt;7. Lock: Cam Lock with qty 03.&lt;br&gt;8. Powder Coating Shade: RAL-7035 .&lt;br&gt;9. Jointless polyurethane foamed in place gasketing.&lt;br&gt; | 7116 | 18145.8
60 | PEGASYS MACHINES PRIVATE LIMITED Belgavi | 2024-25/0956-1 | 11/10/2024 12:00:00 AM | 11/13/2024 1:23:45 PM | Satyajeet
61 | [5 empty] | 1 | Enclosure For Control Panel. &lt;br&gt;1.MFS (Modular Floor Standing Enclosure) Construction in CRCA MS Sheet. &lt;br&gt;2. Size= 950W mm x 500D mm x 2100H mm. &lt;br&gt;3. Main frame Structure Welded in 3.00mm thickness.&lt;br&gt;4. Bottom Cover: GPSP in 2.00mm thickness.&lt;br&gt;5. Component Mtg. Plate: 2.00mm thickness 1 qty.&lt;br&gt;6. Front Door: Single in 2.00mm thickness.&lt;br&gt;7. Lock: 3-point Handle Lock.&lt;br&gt;8. Rear Cover: in 2.00mm thickness .&lt;br&gt;9. Side Cover: in 2.00mm thickness .&lt;br&gt;10. Lifting Arrangement: Lifting L 3.00mm thickness.&lt;br&gt;11. Base: Standard 3.00mm thickness 100mm height.&lt;br&gt;12. Drawing Pocket: Standard &lt;br&gt;13. Tubelight Bracket.&lt;br&gt;14. Jointless polyurethane foamed in place gasketing.&lt;br&gt;Without Powder Coating. | 38711 | 32904.35
62 | [5 empty] | 1 | Enclosure For Control Panel. &lt;br&gt;1.WMM-30 (MCC Box) Construction in CRCA MS Sheet. &lt;br&gt;2. Size= 800W mm x 300D mm x 600H mm. &lt;br&gt;3. Welded Main Body with Top and bottom in 1.5mm in thickness.&lt;br&gt;4. Gland Plate: Bottom Side.&lt;br&gt;5. Component Mtg. Plate: GPSP in 2.00mm thickness.&lt;br&gt;6. Front Door: Single in 2.00mm thickness.&lt;br&gt;7. Lock: Cam Lock with 2 qty.&lt;br&gt;8. Jointless polyurethane foamed in place gasketing.&lt;br&gt;Without Powder Coating. | 9651 | 8203.35
63 | MODTECH MACHINES PVT.LTD | 2024-25/0962-0 | 11/15/2024 12:00:00 AM | 11/15/2024 12:08:02 PM | Satyajeet
64 | [5 empty] | 1 | Enclosure For Control Panel. &lt;br&gt;1.WMM-30 (MCC Box) Construction in CRCA MS Sheet. &lt;br&gt;2. Size= 1200W mm x 300D mm x 1400H mm. &lt;br&gt;3. Welded Main Body with Top and bottom in 2.00mm in thickness.&lt;br&gt;4. Component Mtg. Plate: GPSP in 2.00mm thickness.&lt;br&gt;5. Front Door: Split in 2.00mm thickness.&lt;br&gt;6. Lock: 3-point Handle Lock.&lt;br&gt;7. Powder Coating Shade: RAL-7035 .&lt;br&gt;8. Jointless polyurethane foamed in place gasketing.&lt;br&gt; | 27812 | 25030.80
65 | Master Handlers Pvt Ltd | 2024-25/0963-0 | 11/15/2024 12:00:00 AM | 11/15/2024 1:09:16 PM | Satyajeet
66 | [5 empty] | 1 | Enclosure For Control Panel. &lt;br&gt;1.WMM-30 (MCC Box) Construction in CRCA MS Sheet. &lt;br&gt;2. Size= 700W mm x 320D mm x 900H mm. &lt;br&gt;3. Welded Main Body with Top and bottom in 2.00mm in thickness.&lt;br&gt;4. Component Mtg. Plate: GPSP in 3.00mm thickness.&lt;br&gt;5. Front Door: Single in 2.00mm thickness.&lt;br&gt;6. Lock: 3-point Handle Lock with qty 1 qty..&lt;br&gt;7. Powder Coating Shade: RAL-7035 .&lt;br&gt;8. Lifting I-Bolt: with qty 2 QTY..&lt;br&gt;9. Base: 3.00mm thickness and 150mm Height.&lt;br&gt;10. Jointless polyurethane foamed in place gasketing.&lt;br&gt; | 15156 | 15156.00
67 | SARVESH ANALYTICS PVT. LTD | 2024-25/0965-0 | 11/15/2024 12:00:00 AM | 11/15/2024 5:18:24 PM | Sharvari Shirke
68 | SARVESH ANALYTICS PVT. LTD | 2024-25/0966-0 | 11/15/2024 12:00:00 AM | 11/15/2024 5:18:36 PM | Sharvari Shirke
69 | Active Systems | 2024-25/0968-0 | 11/16/2024 12:00:00 AM | 11/16/2024 11:27:26 AM | Akash Chinchkar
70 | [5 empty] | 1 | Enclosure For Control Panel.&lt;br&gt;1.PC TABLE Construction in CRCA MS Sheet.&lt;br&gt;2. Size= 1000W mm x 521/721D mm x 725H mm.&lt;br&gt;3. Welded Main Body with Top and bottom in 1.5mm in thickness.&lt;br&gt;4. Side C Plate: GPSP Colour Select colour in 2.00mm thickness ,.&lt;br&gt;5. Front Door with stiffeners: Split in 1.5mm thickness.&lt;br&gt;6. Rear Door with stiffeners: Split in 1.5mm thickness.&lt;br&gt;7. Lock: Cam Lock.&lt;br&gt;8. Sliding Keyboard drawer with telescopic rails: in 1.5mm thickness.&lt;br&gt;9. Sliding CPU drawer with telescopic rails: in 1.5mm thickness.&lt;br&gt;10. Base: Standard in 3.00mm thickness Height 75mm.&lt;br&gt;11. Powder Coating Shade: RAL-7035.&lt;br&gt;12. Jointless polyurethane foamed in place gasketing. | 26000 | 26000.00
71 | Active Systems | 2024-25/0968-1 | 11/16/2024 12:00:00 AM | 11/16/2024 11:30:03 AM | Akash Chinchkar
72 | [5 empty] | 1 | Enclosure For Control Panel.&lt;br&gt;1.PC TABLE Construction in CRCA MS Sheet.&lt;br&gt;2. Size= 1000W mm x 521/721D mm x 750H mm.&lt;br&gt;3. Welded Main Body with Top and bottom in 1.5mm in thickness.&lt;br&gt;4. Side C Plate: GPSP Colour Select colour in 2.00mm thickness ,.&lt;br&gt;5. Front Door with stiffeners: Split in 1.5mm thickness.&lt;br&gt;6. Rear Door with stiffeners: Split in 1.5mm thickness.&lt;br&gt;7. Lock: Cam Lock.&lt;br&gt;8. Sliding Keyboard drawer with telescopic rails: in 1.5mm thickness.&lt;br&gt;9. Sliding CPU drawer with telescopic rails: in 1.5mm thickness.&lt;br&gt;10. Base: Standard in 3.00mm thickness Height 100mm.&lt;br&gt;11. Powder Coating Shade: RAL-7035.&lt;br&gt;12. Jointless polyurethane foamed in place gasketing. | 26000 | 26000.00
73 | Anand Engineering Products Private Limited | 2024-25/0969-0 | 11/16/2024 12:00:00 AM | 11/16/2024 3:33:48 PM | Sharvari Shirke
74 | [5 empty] | 1 | Enclosure For Control Panel. &lt;br&gt;1.PC ENCLOSURE in PC Enclosure ECO-Standing Construction in CRCA MS Sheet. &lt;br&gt;2. Size= 700W mm x 600D mm x 1700H mm. &lt;br&gt;3. Welded Main Body: with Sides in 1.2mm thickness.&lt;br&gt;4. Caster Wheel: .&lt;br&gt;5. Jointless polyurethane foamed in place gasketing.&lt;br&gt;6. Powder Coating Shade: Colour RAL-7035.&lt;br&gt; | 23245 | 23245.00
75 | Emerald Electric | 2024-25/0970-0 | 11/16/2024 12:00:00 AM | 11/16/2024 8:08:17 PM | Sharvari Shirke
76 | [5 empty] | 1 | Enclosure For Control Panel. &lt;br&gt;1.MFS (Modular Floor Standing Enclosure) Construction in CRCA MS Sheet. &lt;br&gt;2. Size= 1400(600+800)W mm x 800D mm x 2100H mm. &lt;br&gt;3. Main frame Structure Welded in 3.00mm thickness.&lt;br&gt;4. Bottom Cover: CRCA in 2.00mm thickness.&lt;br&gt;5. Gland Plate: Bottom Under LH,RH &amp; Top CRCA in 2.00mm thickness.&lt;br&gt;6. Partial Mounting Plate: GPSP colour 7035 in 3.00mm thickness As per drawing qty.&lt;br&gt;7. Front Door: Single in 2.00mm thickness.&lt;br&gt;8. Rear Door: Single in 2.00mm thickness.&lt;br&gt;9. Lock: 3-point Handle Lock, Qty 2 for each section.&lt;br&gt;10. Side Cover: in 2.00mm thickness .&lt;br&gt;11. Top Cover: in 2.00mm thickness .&lt;br&gt;12. Lifting Arrangement: Lifting L 5.00mm thickness.&lt;br&gt;13. Base: Standard 3.00mm thickness 100mm height .&lt;br&gt;14. Drawing Pocket: Standard colour 7035.&lt;br&gt;15. Canopy: Part Size 2.00mm thickness.&lt;br&gt;16. Filter: In Size 4 inch qty: 4.&lt;br&gt;17. Jointless polyurethane foamed in place gasketing.&lt;br&gt;18. Any additional component: Two seperate frame sections of width 600mm and 800mm..&lt;br&gt; | 97891 | 88101.90
77 | Innovative Engineering Solutions | 2024-25/0971-0 | 11/16/2024 12:00:00 AM | 11/16/2024 8:18:02 PM | Sharvari Shirke
78 | [5 empty] | 1 | Enclosure For Control Panel. &lt;br&gt;1.PC ENCLOSURE in Shop Floor PC Enclosure Standing Construction in CRCA MS Sheet. &lt;br&gt;2. Size= 700W mm x 600D mm x 1300H mm. &lt;br&gt;3. Main Frame Structure Welded in 3.00mm thickness.&lt;br&gt;4. Front Door: Single in 2.00mm thickness.&lt;br&gt;5. Lock: 3-point Handle Lock Qty: 2.&lt;br&gt;6. Rear Cover: in 1.5mm thickness.&lt;br&gt;7. Side Cover: in 1.5mm thickness.&lt;br&gt;8. Top Cover: in 1.5mm thickness.&lt;br&gt;9. Powder Coating Shade: .&lt;br&gt;10. Base: Standard in 3.00mm thickness.&lt;br&gt;11. Jointless polyurethane foamed in place gasketing.&lt;br&gt; | 39868 | 35881.20
79 | Innovative Engineering Solutions | 2024-25/0971-1 | 11/16/2024 12:00:00 AM | 11/16/2024 8:19:11 PM | Sharvari Shirke
80 | [5 empty] | 1 | Enclosure For Control Panel. &lt;br&gt;1.PC ENCLOSURE in Shop Floor PC Enclosure Standing Construction in CRCA MS Sheet. &lt;br&gt;2. Size= 700W mm x 600D mm x 1300H mm + 200mm Base&lt;br&gt;3. Main Frame Structure Welded in 3.00mm thickness.&lt;br&gt;4. Front Door: Single in 2.00mm thickness.&lt;br&gt;5. Lock: 3-point Handle Lock Qty: 2.&lt;br&gt;6. Rear Cover: in 1.5mm thickness.&lt;br&gt;7. Side Cover: in 1.5mm thickness.&lt;br&gt;8. Top Cover: in 1.5mm thickness.&lt;br&gt;9. Powder Coating Shade: .&lt;br&gt;10. Base: Standard in 3.00mm thickness.&lt;br&gt;11. Jointless polyurethane foamed in place gasketing.&lt;br&gt; | 39868 | 35881.20
81 | Inerrant Robotomation Pvt.Ltd. | 2024-25/0972-0 | 11/17/2024 12:00:00 AM | 11/17/2024 10:34:32 AM | Akash Chinchkar
82 | [5 empty] | 1 | Enclosure For Control Panel. &lt;br&gt;1.WMM-22 Construction in CRCA MS Sheet. &lt;br&gt;2. Size= 500W mm x 150D mm x 400H mm. &lt;br&gt;3. Welded Main Body with Top and bottom in 1.5mm in thickness.&lt;br&gt;4. Component Mtg. Plate: CRCA colour orange.&lt;br&gt;5. Front Door: Single in 2.00mm thickness.&lt;br&gt;6. Lock: Cam Lock.&lt;br&gt;7. Powder Coating Shade: RAL-9001 .&lt;br&gt;8. Transparent Door: Acrylic.&lt;br&gt;9. Jointless polyurethane foamed in place gasketing.&lt;br&gt; | 5354 | 4818.60
83 | [5 empty] | 1 | Enclosure For Control Panel. &lt;br&gt;1.WMM-30 (MCC Box) Construction in CRCA MS Sheet. &lt;br&gt;2. Size= 1000W mm x 300D mm x 900H mm. &lt;br&gt;3. Welded Main Body with Top and bottom in 1.5mm in thickness.&lt;br&gt;4. Component Mtg. Plate: CRCA colour orange.&lt;br&gt;5. Front Door: Split in 2.00mm thickness.&lt;br&gt;6. Lock: 3-point Handle Lock.&lt;br&gt;7. Lifting I-Bolt.&lt;br&gt;8. Powder Coating Shade: RAL-9001&lt;br&gt;9. Transparent Door: Acrylic.&lt;br&gt;10. Jointless polyurethane foamed in place gasketing.&lt;br&gt; | 18406 | 16565.40
84 | OFENTECH ENGINEERS | 2024-25/0973-0 | 11/17/2024 12:00:00 AM | 11/17/2024 11:21:44 AM | Akash Chinchkar
85 | [5 empty] | 1 | Enclosure For Control Panel. &lt;br&gt;1.WMM-30 (MCC Box) Construction in CRCA MS Sheet. &lt;br&gt;2. Size= 800W mm x 300D mm x 1200H mm. &lt;br&gt;3. Welded Main Body with Top and bottom in 1.5mm in thickness.&lt;br&gt;4. Component Mtg. Plate: GPSP in 2.00mm thickness.&lt;br&gt;5. Front Door: Single in 2.00mm thickness.&lt;br&gt;6. Lock: 3-point Handle Lock.&lt;br&gt;7. Powder Coating Shade: RAL-7035 .&lt;br&gt;8. Lifting I-Bolt: with qty 2.&lt;br&gt;9. Base: 3.00mm thickness and 75 mm Height.&lt;br&gt;10. Jointless polyurethane foamed in place gasketing.&lt;br&gt; | 19266 | 17339.40
86 | Radix Electrosystems Pvt Ltd | 2024-25/0974-0 | 11/17/2024 12:00:00 AM | 11/17/2024 11:38:36 AM | Akash Chinchkar
87 | [5 empty] | 1 | Enclosure For Control Panel. &lt;br&gt;1.WMM-22 Construction in SS304 Sheet. &lt;br&gt;2. Size= 500W mm x 200D mm x 550H mm. &lt;br&gt;3. Welded Main Body with Top and bottom in 1.5mm in thickness.&lt;br&gt;4. Component Mtg. Plate: GPSP .&lt;br&gt;5. Wall Mtg. Bracket: Small size.&lt;br&gt;6. Front Door: Single in 2.00mm thickness.&lt;br&gt;7. Lock: Cam Lock.&lt;br&gt;8. Jointless polyurethane foamed in place gasketing.&lt;br&gt; | 16432 | 14788.80
88 | Progressive Powercon Pvt Ltd | 2024-25/0975-0 | 11/17/2024 12:00:00 AM | 11/17/2024 12:28:10 PM | Akash Chinchkar
89 | [5 empty] | 1 | Enclosure For Control Panel. &lt;br&gt;1.WMM-30 (MCC Box) Construction in CRCA MS Sheet. &lt;br&gt;2. Size= 800W mm x 600D mm x 1100H mm. &lt;br&gt;3. Welded Main Body with Top and bottom in 1.5mm in thickness.&lt;br&gt;4. Component Mtg. Plate: GPSP in 2.00mm thickness.&lt;br&gt;5. Front Door: Single in 2.00mm thickness.&lt;br&gt;6. Lock: 3-point Handle Lock.&lt;br&gt;7. Powder Coating Shade: RAL-7035 .&lt;br&gt;8. Lifting I-Bolt.&lt;br&gt;9. Base: 3.00mm thickness and 100mm Height.&lt;br&gt;10. Jointless polyurethane foamed in place gasketing.&lt;br&gt; | 25173 | 22655.70
90 | PMT MACHINES LIMITED | 2024-25/0976-0 | 11/17/2024 12:00:00 AM | 11/17/2024 1:19:18 PM | Akash Chinchkar
91 | [5 empty] | 1 | Enclosure For Control Panel. &lt;br&gt;1.MFS (Modular Floor Standing Enclosure) Construction in CRCA MS Sheet. &lt;br&gt;2. Size= 1200W mm x 540D mm x 1800H mm. &lt;br&gt;3. Main frame Structure Welded in 3.00mm thickness.&lt;br&gt;4. Component Mtg. Plate: GPSP in 2.00mm thickness.&lt;br&gt;5. Front Door: Split in 2.00mm thickness.&lt;br&gt;6. Lock: IMP Lock,.&lt;br&gt;7. Rear Cover: in 1.5mm thickness .&lt;br&gt;8. Side Cover: in 1.5mm thickness .&lt;br&gt;9. Top Cover: in 1.5mm thickness .&lt;br&gt;10. Lifting Arrangement: Lifting L.&lt;br&gt;11. Transparent Door: GlassWith bidding.&lt;br&gt;12. Jointless polyurethane foamed in place gasketing.&lt;br&gt; | 57962 | 52165.80
92 | PMT MACHINES LIMITED | 2024-25/0976-1 | 11/17/2024 12:00:00 AM | 11/17/2024 1:31:04 PM | Akash Chinchkar
93 | [5 empty] | 1 | Enclosure For Control Panel. &lt;br&gt;1.MFS (Modular Floor Standing Enclosure) Construction in CRCA MS Sheet. &lt;br&gt;2. Size= 1200W mm x 540D mm x 1800H mm. &lt;br&gt;3. Main frame Structure Welded in 3.00mm thickness.&lt;br&gt;4. Component Mtg. Plate: GPSP in 2.00mm thickness.&lt;br&gt;5. Front Door: Split in 2.00mm thickness.&lt;br&gt;6. Lock: IMP Lock,.&lt;br&gt;7. Rear Cover: in 1.5mm thickness .&lt;br&gt;8. Side Cover: in 1.5mm thickness .&lt;br&gt;9. Top Cover: in 1.5mm thickness .&lt;br&gt;10. Lifting Arrangement: Lifting L.&lt;br&gt;11. Transparent Door: GlassWith bidding.&lt;br&gt;12. Jointless polyurethane foamed in place gasketing.&lt;br&gt; | 57962 | 52165.80
94 | [5 empty] | 1 | Enclosure For Control Panel. &lt;br&gt;1.MFS (Modular Floor Standing Enclosure) Construction in CRCA MS Sheet. &lt;br&gt;2. Size= 1200W mm x 600D mm x 2000H mm. &lt;br&gt;3. Main frame Structure Welded in 3.00mm thickness.&lt;br&gt;4. Component Mtg. Plate: GPSP in 2.00mm thickness .&lt;br&gt;5. Front Door: Split in 2.00mm thickness.&lt;br&gt;6. Lock: IMP Lock,.&lt;br&gt;7. Rear Cover: in 1.5mm thickness .&lt;br&gt;8. Side Cover: in 1.5mm thickness .&lt;br&gt;9. Top Cover: in 1.5mm thickness .&lt;br&gt;10. Lifting Arrangement: Lifting L.&lt;br&gt;11. Base: Standard 3.00mm thickness 100mm height .&lt;br&gt;12. Drawing Pocket: Standard .&lt;br&gt;13. Jointless polyurethane foamed in place gasketing.&lt;br&gt; | 62469 | 56222.10
95 | Master Integrators Pvt. Ltd. | 2024-25/0977-0 | 11/17/2024 12:00:00 AM | 11/17/2024 3:16:45 PM | Akash Chinchkar
96 | [5 empty] | 1 | 1.PC TABLE Construction in CRCA MS Sheet.&lt;br&gt;2. Size= 840W mm x 840/1200D mm x 725H mm.+100Base + 15 mm Av pad&lt;br&gt;3. Welded Main Body with Top and bottom in 1.5mm in thickness.&lt;br&gt;4. Side C Plate: GPSP in 2.00mm thickness ,.&lt;br&gt;5. Front Door with stiffeners: Single in 1.5mm thickness.&lt;br&gt;6. Rear Door with stiffeners: Single in 1.5mm thickness.&lt;br&gt;7. Lock: Cam Lock.&lt;br&gt;8. Horizontal Partition: in 1.5mm thickness Colour 7035.&lt;br&gt;9. Sliding Keyboard drawer with telescopic rails: in 1.5mm thickness Colour 7035.&lt;br&gt;10. Base: Standard in 3.00mm thickness Height 100mm.&lt;br&gt;11. Anti-vibration pad: in 15mm thickness.&lt;br&gt;12. Flter: 4 inch.&lt;br&gt;13. Powder Coating Shade: RAL-7035.&lt;br&gt;14. Jointless polyurethane foamed in place gasketing.&lt;br&gt; | 29935 | 26941.50
97 | Blumenbecker KAT Automation Pvt. Ltd | 2024-25/0978-0 | 11/18/2024 12:00:00 AM | 11/18/2024 11:47:21 AM | Akash Chinchkar
98 | [5 empty] | 1 | Enclosure For Control Panel. &lt;br&gt;1.WMM-30 (MCC Box) Construction in CRCA MS Sheet. &lt;br&gt;2. Size= 500W mm x 300D mm x 850H mm. &lt;br&gt;3. Welded Main Body with Top and bottom in 1.5mm in thickness.&lt;br&gt;4. Component Mtg. Plate: GPSP in 2.00mm thickness.&lt;br&gt;5. Front Door: Single in 2.00mm thickness.&lt;br&gt;6. Lock: Mini Lock.&lt;br&gt;7. Powder Coating Shade: RAL-9005 .&lt;br&gt;8. Jointless polyurethane foamed in place gasketing.&lt;br&gt; | 10392 | 9352.80
99 | Ether Technology | 2024-25/0981-0 | 11/19/2024 12:00:00 AM | 11/19/2024 11:04:05 AM | Akash Chinchkar
100 | [5 empty] | 1 | Enclosure For Control Panel.&lt;br&gt;1.PC ENCLOSURE in PC Enclosure ECO-Sitting Construction in CRCA MS Sheet.&lt;br&gt;2. Size= 750W mm x 290/600D mm x 1350H mm x100 Base&lt;br&gt;3. Welded Main Body: with Top and bottom in 1.2mm thickness.&lt;br&gt;4. Mounting plate in GPSP in 2.00mm thickness .&lt;br&gt;5. Front Door with stiffeners: Single in 1.2mm thickness.&lt;br&gt;6.Rear Bottom Door with stiffeners: Split in 1.2mm thickness.&lt;br&gt;6. Lock: Cam Lock .&lt;br&gt;7. Horizontal Partition: in 1.2mm thickness colour 7035.&lt;br&gt;8. Powder coating Colour 7035 .&lt;br&gt;9. Transparent Door: PolyCarbonate Sheet.&lt;br&gt;10. Filters: 4 inch.&lt;br&gt;11. Telescopic Rail.&lt;br&gt;12. Jointless polyurethane foamed in place gasketing.&lt;br&gt; | 26500 | 23850.00
101 | Economy Process Solutions Private Limited | 2024-25/0982-0 | 11/19/2024 12:00:00 AM | 11/19/2024 6:51:33 PM | Akash Chinchkar
102 | [5 empty] | 1 | Enclosure For Control Panel. &lt;br&gt;1.MFS (Modular Floor Standing Enclosure) Construction in CRCA MS Sheet. &lt;br&gt;2. Size= 4000(1400+500+1050+1050)W mm x 400D mm x 1900H mm. &lt;br&gt;3. Main frame Structure Welded in 3.00mm thickness.&lt;br&gt;4. Gland Plate: Select in 2.00mm thickness.&lt;br&gt;5. Component Mtg. Plate: GPSP in 2.00mm thickness qty In Colour Select Colour.&lt;br&gt;6. Front Door: Split in 2.00mm thickness.&lt;br&gt;7. Lock: 3-point Handle Lock,.&lt;br&gt;8. Rear Cover: in 1.5mm thickness .&lt;br&gt;9. Side Cover: in 1.5mm thickness .&lt;br&gt;10. Top Cover: in 1.5mm thickness .&lt;br&gt;11. Lifting Arrangement: Lifting L.&lt;br&gt;12. Base: Standard 3.00mm thickness 75mm height .&lt;br&gt;13. Drawing Pocket: Standard .&lt;br&gt;14. Jointless polyurethane foamed in place gasketing.&lt;br&gt; | 179091 | 161181.90
103 | Emerald Electric | 2024-25/0970-1 | 11/16/2024 12:00:00 AM | 11/20/2024 12:58:25 PM | Sharvari Shirke
104 | [5 empty] | 1 | Enclosure For Control Panel. &lt;br&gt;1.MFS (Modular Floor Standing Enclosure) Construction in CRCA MS Sheet. &lt;br&gt;2. Size= 1400(600+800)W mm x 800D mm x 2100H mm. &lt;br&gt;3. Main frame Structure Welded in 3.00mm thickness.&lt;br&gt;4. Bottom Cover: CRCA in 2.00mm thickness.&lt;br&gt;5. Gland Plate: Bottom Under LH,RH &amp; Top CRCA in 2.00mm thickness.&lt;br&gt;6. Partial Mounting Plate: GPSP colour 7035 in 3.00mm thickness As per drawing qty.&lt;br&gt;7. Front Door: Single in 2.00mm thickness.&lt;br&gt;8. Rear Door: Single in 2.00mm thickness.&lt;br&gt;9. Lock: 3-point Handle Lock, Qty 2 for each section.&lt;br&gt;10. Side Cover: in 2.00mm thickness .&lt;br&gt;11. Top Cover: in 2.00mm thickness .&lt;br&gt;12. Lifting Arrangement: Lifting L 5.00mm thickness.&lt;br&gt;13. Base: Standard 3.00mm thickness 100mm height .&lt;br&gt;14. Drawing Pocket: Standard colour 7035.&lt;br&gt;15. Canopy: Part Size 2.00mm thickness.&lt;br&gt;16. Filter: In Size 4 inch qty: 4.&lt;br&gt;17. Jointless polyurethane foamed in place gasketing.&lt;br&gt;18. Any additional component: Two seperate frame sections of width 600mm and 800mm..&lt;br&gt; | 97891 | 82032.658
105 | Emerald Electric | 2024-25/0970-2 | 11/16/2024 12:00:00 AM | 11/20/2024 1:00:41 PM | Sharvari Shirke
106 | [5 empty] | 1 | Enclosure For Control Panel. &lt;br&gt;1.MFS (Modular Floor Standing Enclosure) Construction in CRCA MS Sheet. &lt;br&gt;2. Size= 1400(600+800)W mm x 800D mm x 2100H mm. &lt;br&gt;3. Main frame Structure Welded in 3.00mm thickness.&lt;br&gt;4. Bottom Cover: CRCA in 2.00mm thickness.&lt;br&gt;5. Gland Plate: Bottom Under LH,RH &amp; Top CRCA in 2.00mm thickness.&lt;br&gt;6. Partial Mounting Plate: GPSP colour 7035 in 3.00mm thickness As per drawing qty.&lt;br&gt;7. Front Door: Single in 2.00mm thickness.&lt;br&gt;8. Rear Door: Single in 2.00mm thickness.&lt;br&gt;9. Lock: 3-point Handle Lock, Qty 2 for each section.&lt;br&gt;10. Side Cover: in 2.00mm thickness .&lt;br&gt;11. Top Cover: in 2.00mm thickness .&lt;br&gt;12. Lifting Arrangement: Lifting L 5.00mm thickness.&lt;br&gt;13. Base: Standard 3.00mm thickness 100mm height .&lt;br&gt;14. Drawing Pocket: Standard colour 7035.&lt;br&gt;15. Canopy: Part Size 2.00mm thickness.&lt;br&gt;16. Filter: In Size 4 inch qty: 4.&lt;br&gt;17. Jointless polyurethane foamed in place gasketing.&lt;br&gt;18. Any additional component: Two seperate frame sections of width 600mm and 800mm..&lt;br&gt; | 97891 | 82032.658
107 | S I ENERGY VENTURES PVT LTD | 2024-25/0983-0 | 11/23/2024 12:00:00 AM | 11/23/2024 11:01:02 PM | Akash Chinchkar
108 | [5 empty] | 1 | Enclosure For Control Panel. &lt;br&gt;1.WMM-22 Construction in CRCA MS Sheet. &lt;br&gt;2. Size= 500W mm x 300D mm x 500H mm. &lt;br&gt;3. Welded Main Body with Top and bottom in 1.5mm in thickness.&lt;br&gt;4. Gland Plate: Bottom Side in 1.5mm thickness.&lt;br&gt;5. Component Mtg. Plate: GPSP in 3.00mm thickness.&lt;br&gt;6. Front Door: Single in 2.00mm thickness.&lt;br&gt;7. Lock: Cam Lock.&lt;br&gt;8. Powder Coating Shade: RAL-7035 .&lt;br&gt;9. Jointless polyurethane foamed in place gasketing.&lt;br&gt; | 6668 | 6001.20
109 | [5 empty] | 1 | Enclosure For Control Panel. &lt;br&gt;1.WMM-22 Construction in CRCA MS Sheet. &lt;br&gt;2. Size= 600W mm x 200D mm x 600H mm. &lt;br&gt;3. Welded Main Body with Top and bottom in 1.5mm in thickness.&lt;br&gt;4. Gland Plate: Bottom Side in 1.5mm thickness.&lt;br&gt;5. Component Mtg. Plate: GPSP in 3.00mm thickness.&lt;br&gt;6. Front Door: Single in 2.00mm thickness.&lt;br&gt;7. Lock: Cam Lock.&lt;br&gt;8. Powder Coating Shade: RAL-7035 .&lt;br&gt;9. Jointless polyurethane foamed in place gasketing.&lt;br&gt; | 7692 | 6922.80
110 | Adani Group – Energy Vertical | 2024-25/0984-0 | 11/23/2024 12:00:00 AM | 11/23/2024 11:11:13 PM | Akash Chinchkar
111 | [5 empty] | 2 | Enclosure For Control Panel.&lt;br&gt;1.Modular W-Big 43 mm Construction in CRCA MS Sheet.&lt;br&gt;2. Size= 900W mm x 600D mm x 2000H mm. +100mm B&lt;br&gt;3. Welded Main Body With Top and Bottom in 2.00mm in thickness.&lt;br&gt;3. Welded Main Body With Top and Bottom in 2.00mm in thickness.&lt;br&gt;4. Front Door: Split in 2.00mm thickness&lt;br&gt;5.Lock: Canopy Lock with 2 Qty&lt;br&gt;6.toughened glass fitted on door with&lt;br&gt;bidding less technique.&lt;br&gt;7. 100mm base in 3.00 thk&lt;br&gt;8.Exhaust vent dia 100 pipe x 100 Long x 3.00 thk sheet pipe welded at top.&lt;br&gt;9. Jointless polyurethane foamed in place gasketing&lt;br&gt;10.SS Plate for manifold&lt;br&gt;11. Door Closer 2 Nos&lt;br&gt; | 57000 | 114000.00
112 | Bhoomi Process Management Pvt. Ltd. | 2024-25/0985-0 | 11/23/2024 12:00:00 AM | 11/23/2024 11:24:40 PM | Akash Chinchkar
113 | [5 empty] | 1 | Enclosure For Control Panel. &lt;br&gt;1.WMM-30 (MCC Box) Construction in CRCA MS Sheet. &lt;br&gt;2. Size= 800W mm x 200D mm x 800H mm. &lt;br&gt;3. Welded Main Body with Top and bottom in 1.5mm in thickness.&lt;br&gt;4. Component Mtg. Plate: GPSP in 2.00mm thickness.&lt;br&gt;5. Front Door: Single.&lt;br&gt;6. Lock: Mini Lock.&lt;br&gt;7. Powder Coating Shade: RAL-7035 .&lt;br&gt;8. Lifting I-Bolt.&lt;br&gt;9. Jointless polyurethane foamed in place gasketing.&lt;br&gt; | 12536 | 11282.40
114 | Radix Electrosystems Pvt Ltd | 2024-25/0986-0 | 11/23/2024 12:00:00 AM | 11/23/2024 11:42:46 PM | Akash Chinchkar
115 | [5 empty] | 1 | Enclosure For Control Panel. &lt;br&gt;1.WMM-22 Construction in SS304 Sheet. &lt;br&gt;2. Size= 250W mm x 175D mm x 300H mm. &lt;br&gt;3. Welded Main Body with Top and bottom in 1.5mm in thickness.&lt;br&gt;4. Component Mtg. Plate: GPSP .&lt;br&gt;5. Front Door: Single in 2.00mm thickness.&lt;br&gt;6. Lock: Cam Lock.&lt;br&gt;7. Jointless polyurethane foamed in place gasketing.&lt;br&gt; | 8570 | 7713.00
116 | SPA Project Engineers Pvt. Ltd | 2024-25/0987-0 | 11/23/2024 12:00:00 AM | 11/23/2024 11:59:44 PM | Akash Chinchkar
117 | [5 empty] | 1 | Enclosure For Control Panel. &lt;br&gt;1.WMM-22 Construction in CRCA MS Sheet. &lt;br&gt;2. Size= 300W mm x 200D mm x 300H mm. &lt;br&gt;3. Welded Main Body with Top and bottom in 1.5mm in thickness.&lt;br&gt;4. Component Mtg. Plate: GPSP in 2.00mm thickness.&lt;br&gt;5. Front Door: Single in 2.00mm thickness.&lt;br&gt;6. Lock: Cam Lock.&lt;br&gt;7. Powder Coating Shade: RAL-7035 .&lt;br&gt;8. Jointless polyurethane foamed in place gasketing.&lt;br&gt; | 2935 | 2641.50
118 | Nikka Instrumentation Pvt.Ltd. | 2024-25/0988-0 | 11/24/2024 12:00:00 AM | 11/24/2024 12:06:33 AM | Akash Chinchkar
119 | [5 empty] | 1 | Enclosure For Control Panel. &lt;br&gt;1.WMM-22 Construction in SS304 Sheet. &lt;br&gt;2. Size= 250W mm x 161D mm x 250H mm. &lt;br&gt;3. Welded Main Body with Top and bottom in 1.5mm in thickness.&lt;br&gt;4. Component Mtg. Plate: GPSP in 2.00mm thickness.&lt;br&gt;5. Front Door: Single in 2.00mm thickness.&lt;br&gt;6. Lock: Cam Lock.&lt;br&gt;7. Jointless polyurethane foamed in place gasketing.&lt;br&gt; | 7811 | 7811.00
120 | COURSE POWER AND CONTROLS | 2024-25/0989-0 | 11/24/2024 12:00:00 AM | 11/24/2024 10:40:35 AM | Akash Chinchkar
121 | [5 empty] | 1 | Enclosure For Control Panel. &lt;br&gt;1.MFS (Modular Floor Standing Enclosure) Construction in CRCA MS Sheet. &lt;br&gt;2. Size= 4600(1000+1200+1200+1200)W mm x 1000/800D mm x 2250H mm. &lt;br&gt;3. Main frame Structure Welded in 3.00mm thickness.&lt;br&gt;4. Component Mtg. Plate: GPSP in 2.00mm thickness qty In Colour Select Colour.&lt;br&gt;5. Front Door: Split in 2.00mm thickness.&lt;br&gt;6. Lock: 3-point Handle Lock,.&lt;br&gt;7. Side Cover: in 1.5mm thickness .&lt;br&gt;8. Top Cover: in 1.5mm thickness .&lt;br&gt;9. Lifting Arrangement: Lifting L.&lt;br&gt;10. Base: Standard 3.00mm thickness 75mm height .&lt;br&gt;11. Tubelight Bracket.&lt;br&gt;12. Jointless polyurethane foamed in place gasketing.&lt;br&gt; | 248775 | 223897.50
122 | Emerald Electric | 2024-25/0990-0 | 11/24/2024 12:00:00 AM | 11/24/2024 11:47:10 AM | Akash Chinchkar
123 | [5 empty] | 1 | Enclosure For Control Panel. &lt;br&gt;1.MFS (Modular Floor Standing Enclosure) Construction in CRCA MS Sheet. &lt;br&gt;2. Size= 700W mm x 650D mm x 2300H mm. &lt;br&gt;3. Main frame Structure Welded in 3.00mm thickness.&lt;br&gt;4. Component Mtg. Plate: GPSP .&lt;br&gt;5. Front Door: Single.&lt;br&gt;6. Lock: Cam Lock,.&lt;br&gt;7. Rear Cover: in 1.5mm thickness .&lt;br&gt;8. Side Cover: in 1.5mm thickness .&lt;br&gt;9. Top Cover: in 1.5mm thickness .&lt;br&gt;10. Lifting Arrangement: Lifting L.&lt;br&gt;11. Base: Standard 3.00mm thickness 75mm height .&lt;br&gt;12. Jointless polyurethane foamed in place gasketing.&lt;br&gt; | 48612 | 43750.80
124 | Economy Process Solutions Private Limited | 2024-25/0991-0 | 11/24/2024 12:00:00 AM | 11/24/2024 12:16:24 PM | Akash Chinchkar
125 | [5 empty] | 1 | Enclosure For Control Panel. &lt;br&gt;1.Eco Frame 43mm Construction in CRCA MS Sheet. &lt;br&gt;2. Size= 2300(500+850+950)W mm x 400D mm x 1450H mm. &lt;br&gt;3. Main Frame Top Bottom Welded Structure in 2.00mm thickness.&lt;br&gt;4. Component Mtg. Plate: GPSP in 2.00mm thickness .&lt;br&gt;5. Front Door: Single &amp; Split in 2.00mm thickness.&lt;br&gt;6. Rear Cover: in 1.5mm thickness.&lt;br&gt;7. Side Cover: in 1.5mm thickness.&lt;br&gt;8. Lock: 3-point Handle Lock And Cam lock for single door.&lt;br&gt;9. Powder Coating Shade: RAL-7035.&lt;br&gt;10. Stand: Height 300mm.&lt;br&gt;11. Jointless polyurethane foamed in place gasketing.&lt;br&gt; | 102309 | 92078.10
126 | Bhoomi Process Management Pvt. Ltd. | 2024-25/0985-1 | 11/23/2024 12:00:00 AM | 11/25/2024 10:52:25 AM | Akash Chinchkar
127 | [5 empty] | 1 | Enclosure For Control Panel. &lt;br&gt;1.MFS (Modular Floor Standing Enclosure) Construction in CRCA MS Sheet. &lt;br&gt;2. Size= 800W mm x 800D mm x 2000H mm. &lt;br&gt;3. Main frame Structure Welded in 3.00mm thickness.&lt;br&gt;4. Component Mtg. Plate: GPSP in 2.00mm thickness .&lt;br&gt;5. Front Door: Single in 2.00mm thickness.&lt;br&gt;6. Lock: IMP Lock,.&lt;br&gt;7. Rear Cover: in 1.5mm thickness .&lt;br&gt;8. Side Cover: in 1.5mm thickness .&lt;br&gt;9. Top Cover: in 1.5mm thickness .&lt;br&gt;10. Lifting Arrangement: Lifting L.&lt;br&gt;11. Base: Standard 3.00mm thickness 100mm height .&lt;br&gt;12. Tube light Bracket.&lt;br&gt;13. Jointless polyurethane foamed in place gasketing.&lt;br&gt; | 52157 | 46941.30
128 | Economy Process Solutions Private Limited | 2024-25/0992-0 | 11/25/2024 12:00:00 AM | 11/25/2024 11:19:30 AM | Akash Chinchkar
129 | [5 empty] | 1 | Enclosure For Control Panel. &lt;br&gt;1.Eco Frame 43mm Construction in CRCA MS Sheet. &lt;br&gt;2. Size= 1950(500+1450)W mm x 300D mm x 2000H mm. &lt;br&gt;3. Main Frame Top Bottom Welded Structure in 2.00mm thickness.&lt;br&gt;4. Component Mtg. Plate: GPSP in 2.00mm thickness .&lt;br&gt;5. Front Door: single / Split in 2.00mm thickness.&lt;br&gt;6. Rear Cover: in 1.5mm thickness.&lt;br&gt;7. Side Cover: in 1.5mm thickness.&lt;br&gt;8. Lock: 3-point Handle Lock,.&lt;br&gt;9. Powder Coating Shade: RAL-7035.&lt;br&gt;10. Base: Standard Height 100mm With Thickness 3.00mm.&lt;br&gt;11. Jointless polyurethane foamed in place gasketing.&lt;br&gt; | 81913 | 73721.70
130 | COURSE POWER AND CONTROLS | 2024-25/0993-0 | 11/25/2024 12:00:00 AM | 11/25/2024 12:00:24 PM | Akash Chinchkar
131 | [5 empty] | 1 | Enclosure For Control Panel. &lt;br&gt;1.MFS (Modular Floor Standing Enclosure) Construction in CRCA MS Sheet. &lt;br&gt;2. Size= 4200(1000+800+800+800+800)W mm x 1000/800D mm x 2250H mm. &lt;br&gt;3. Main frame Structure Welded in 3.00mm thickness.&lt;br&gt;4. Gland Plate: GPSP in 2.00mm thickness.&lt;br&gt;5. Component Mtg. Plate: GPSP in 2.00mm thickness qty In Colour Select Colour.&lt;br&gt;6. Front Door: Single in 2.00mm thickness.&lt;br&gt;7. Lock: IMP Lock,.&lt;br&gt;8. Rear Cover: in 1.5mm thickness .&lt;br&gt;9. Side Cover: in 1.5mm thickness .&lt;br&gt;10. Top Cover: in 1.5mm thickness .&lt;br&gt;11. Lifting Arrangement: Lifting L.&lt;br&gt;12. Base: Standard 3.00mm thickness 75mm height .&lt;br&gt;13. Jointless polyurethane foamed in place gasketing.&lt;br&gt; | 233754 | 210378.60
132 | TDK India Private Limited | 2024-25/0994-0 | 11/25/2024 12:00:00 AM | 11/25/2024 12:04:08 PM | Akash Chinchkar
133 | [5 empty] | 1 | Enclosure For Control Panel.&lt;br&gt;1.PC ENCLOSURE in PC Enclosure ECO-Standing Construction in MS CRCA Sheet.&lt;br&gt;2. Size= 600W mm x 290/600D mm x 600+200+845H mm.&lt;br&gt;3. Welded Main Body: with Top and bottom in 1.2mm thickness.&lt;br&gt;4. GPSP in 2.00mm thickness .&lt;br&gt;5. Lock: Cam Lock .&lt;br&gt;6. Horizontal Partition: in 1.2mm thickness.&lt;br&gt;7. Sliding Keyboard drawer with telescopic rails: in 1.2mm thickness.&lt;br&gt;8. Transparent Door: PolyCarbonate Sheet in 3.00mm thickness.&lt;br&gt;9. Caster Wheel: Caster Wheel: size 3 with Revolving Qty 2 Fixed Qty 2.&lt;br&gt;10. Filters: 4 inch Qty 4.&lt;br&gt;11. Jointless polyurethane foamed in place gasketing.&lt;br&gt;12. Powder Coating Shade: Colour RAL-7035. | 27045 | 24340.50
134 | COURSE POWER AND CONTROLS | 2024-25/0995-0 | 11/25/2024 12:00:00 AM | 11/25/2024 12:15:36 PM | Akash Chinchkar
135 | [5 empty] | 1 | Enclosure For Control Panel. &lt;br&gt;1.MFS (Modular Floor Standing Enclosure) Construction in CRCA MS Sheet. &lt;br&gt;2. Size= 1700(500+1200)W mm x 500D mm x 2000H mm. &lt;br&gt;3. Main frame Structure Welded in 3.00mm thickness.&lt;br&gt;4. Component Mtg. Plate: GPSP in 2.00mm thickness qty In Colour Select Colour.&lt;br&gt;5. Front Door: Single in 2.00mm thickness.&lt;br&gt;6. Lock: IMP Lock,.&lt;br&gt;7. Rear Cover: in 1.5mm thickness .&lt;br&gt;8. Side Cover: in 1.5mm thickness .&lt;br&gt;9. Top Cover: in 1.5mm thickness .&lt;br&gt;10. Lifting Arrangement: Lifting L.&lt;br&gt;11. Base: Standard 3.00mm thickness 100mm height .&lt;br&gt;12. Canopy: Part Size Perforation Hole 1.5mm thickness.&lt;br&gt;13. Jointless polyurethane foamed in place gasketing.&lt;br&gt; | 88123 | 79310.70
136 | COURSE POWER AND CONTROLS | 2024-25/0996-0 | 11/25/2024 12:00:00 AM | 11/25/2024 12:24:25 PM | Akash Chinchkar
137 | [5 empty] | 1 | Enclosure For Control Panel. &lt;br&gt;1.MFS (Modular Floor Standing Enclosure) Construction in CRCA MS Sheet. &lt;br&gt;2. Size= 5800(1000+800+800+800+800+800+800)W mm x 1000D mm x 2250H mm. &lt;br&gt;3. Main frame Structure Welded in 3.00mm thickness.&lt;br&gt;4. Component Mtg. Plate: GPSP in 2.00mm thickness qty In Colour Select Colour.&lt;br&gt;5. Front Door: Single in 2.00mm thickness.&lt;br&gt;6. Lock: IMP Lock,.&lt;br&gt;7. Rear Cover: in 1.5mm thickness .&lt;br&gt;8. Side Cover: in 1.5mm thickness .&lt;br&gt;9. Top Cover: in 1.5mm thickness .&lt;br&gt;10. Lifting Arrangement: Lifting L.&lt;br&gt;11. Base: Standard 3.00mm thickness 75mm height .&lt;br&gt;12. Canopy: Part Size Perforation Hole 1.5mm thickness.&lt;br&gt;13. Jointless polyurethane foamed in place gasketing.&lt;br&gt; | 349769 | 314792.10
138 | COURSE POWER AND CONTROLS | 2024-25/0993-1 | 11/25/2024 12:00:00 AM | 11/25/2024 12:25:05 PM | Akash Chinchkar
139 | [5 empty] | 1 | Enclosure For Control Panel. &lt;br&gt;1.MFS (Modular Floor Standing Enclosure) Construction in CRCA MS Sheet. &lt;br&gt;2. Size= 4200(1000+800+800+800+800)W mm x 1000/800D mm x 2250H mm. &lt;br&gt;3. Main frame Structure Welded in 3.00mm thickness.&lt;br&gt;4. Gland Plate: GPSP in 2.00mm thickness.&lt;br&gt;5. Component Mtg. Plate: GPSP in 2.00mm thickness qty In Colour Select Colour.&lt;br&gt;6. Front Door: Single in 2.00mm thickness.&lt;br&gt;7. Lock: IMP Lock,.&lt;br&gt;8. Rear Cover: in 1.5mm thickness .&lt;br&gt;9. Side Cover: in 1.5mm thickness .&lt;br&gt;10. Top Cover: in 1.5mm thickness .&lt;br&gt;11. Lifting Arrangement: Lifting L.&lt;br&gt;12. Base: Standard 3.00mm thickness 75mm height .&lt;br&gt;13. Jointless polyurethane foamed in place gasketing.&lt;br&gt; | 243754 | 219378.6
140 | Master Handlers Pvt Ltd | 2024-25/0997-0 | 11/25/2024 12:00:00 AM | 11/25/2024 12:42:16 PM | Akash Chinchkar
141 | [5 empty] | 1 | Enclosure For Control Panel. &lt;br&gt;1.MFS (Modular Floor Standing Enclosure) Construction in CRCA MS Sheet. &lt;br&gt;2. Size= 1200W mm x 400D mm x 1800H mm. &lt;br&gt;3. Main frame Structure Welded in 3.00mm thickness.&lt;br&gt;4. Component Mtg. Plate: GPSP in 3.00mm thickness qty In Colour Select Colour.&lt;br&gt;5. Front Door: Split in 2.00mm thickness.&lt;br&gt;6. Lock: IMP Lock,.&lt;br&gt;7. Rear Cover: in 1.5mm thickness .&lt;br&gt;8. Side Cover: in 1.5mm thickness .&lt;br&gt;9. Top Cover: in 1.5mm thickness .&lt;br&gt;10. Lifting Arrangement: Lifting L.&lt;br&gt;11. Base: Standard 3.00mm thickness 100mm height .&lt;br&gt;12. Jointless polyurethane foamed in place gasketing.&lt;br&gt; | 44598 | 44598.00
142 | Aditya Electronics | 2024-25/0998-0 | 11/25/2024 12:00:00 AM | 11/25/2024 12:48:33 PM | Akash Chinchkar
143 | [5 empty] | 10 | Enclosure For Control Panel. &lt;br&gt;1.WMM-22 Construction in CRCA MS Sheet. &lt;br&gt;2. Size= 450W mm x 250D mm x 600H mm. &lt;br&gt;3. Welded Main Body with Top and bottom in 1.5mm in thickness.&lt;br&gt;4. Component Mtg. Plate: GPSP in 2.00mm thickness.&lt;br&gt;5. Front Door: Single in 2.00mm thickness.&lt;br&gt;6. Lock: Cam Lock.&lt;br&gt;7. Powder Coating Shade: RAL-7035 .&lt;br&gt;8. Jointless polyurethane foamed in place gasketing.&lt;br&gt; | 5863 | 52767.00
144 | TOPSONN ELECTROTEK AND MACHINERY | 2024-25/0999-0 | 11/25/2024 12:00:00 AM | 11/25/2024 1:07:28 PM | Akash Chinchkar
145 | [5 empty] | 1 | Enclosure For Control Panel. &lt;br&gt;1.MFS (Modular Floor Standing Enclosure) Construction in CRCA MS Sheet. &lt;br&gt;2. Size= 1200W mm x 500D mm x 2000H mm. &lt;br&gt;3. Main frame Structure Welded in 3.00mm thickness.&lt;br&gt;4. Component Mtg. Plate: GPSP in 2.00mm thickness qty In Colour Select Colour.&lt;br&gt;5. Front Door: Split in 2.00mm thickness.&lt;br&gt;6. Lock: IMP Lock,.&lt;br&gt;7. Lifting Arrangement: Lifting L.&lt;br&gt;8. Base: Standard 3.00mm thickness 100mm height .&lt;br&gt;9. Jointless polyurethane foamed in place gasketing.&lt;br&gt;10. IP protection 62&lt;br&gt; | 58232 | 52408.80
146 | Economy Process Solutions Private Limited | 2024-25/0992-1 | 11/25/2024 12:00:00 AM | 11/25/2024 6:05:27 PM | Akash Chinchkar
147 | [5 empty] | 1 | Enclosure For Control Panel. &lt;br&gt;1.Eco Frame 43mm Construction in CRCA MS Sheet. &lt;br&gt;2. Size= 1950(500+1450)W mm x 400D mm x 2000H mm. &lt;br&gt;3. Main Frame Top Bottom Welded Structure in 2.00mm thickness.&lt;br&gt;4. Component Mtg. Plate: GPSP in 2.00mm thickness .&lt;br&gt;5. Front Door: single / Split in 2.00mm thickness.&lt;br&gt;6. Rear Cover: in 1.5mm thickness.&lt;br&gt;7. Side Cover: in 1.5mm thickness.&lt;br&gt;8. Lock: 3-point Handle Lock,.&lt;br&gt;9. Powder Coating Shade: RAL-7035.&lt;br&gt;10. Base: Standard Height 100mm With Thickness 3.00mm.&lt;br&gt;11. Jointless polyurethane foamed in place gasketing.&lt;br&gt; | 86154 | 77538.6
148 | Economy Process Solutions Private Limited | 2024-25/0991-1 | 11/24/2024 12:00:00 AM | 11/26/2024 10:07:58 AM | Akash Chinchkar
149 | [5 empty] | 1 | Enclosure For Control Panel. &lt;br&gt;1.Eco Frame 43mm Construction in CRCA MS Sheet. &lt;br&gt;2. Size= 2300(500+850+950)W mm x 400D mm x 1450H mm. &lt;br&gt;3. Main Frame Top Bottom Welded Structure in 2.00mm thickness.&lt;br&gt;4. Component Mtg. Plate: GPSP in 3.00mm thickness .&lt;br&gt;5. Front Door: Single &amp; Split in 2.00mm thickness.&lt;br&gt;6. Rear Cover: in 1.5mm thickness.&lt;br&gt;7. Side Cover: in 1.5mm thickness.&lt;br&gt;8. Lock: 3-point Handle Lock And Cam lock for single door.&lt;br&gt;9. Powder Coating Shade: RAL-7035.&lt;br&gt;10. Stand: Height 300mm.&lt;br&gt;11. Jointless polyurethane foamed in place gasketing.&lt;br&gt; | 104300 | 93870
150 | Economy Process Solutions Private Limited | 2024-25/0991-2 | 11/24/2024 12:00:00 AM | 11/26/2024 10:47:50 AM | Akash Chinchkar
151 | [5 empty] | 1 | Enclosure For Control Panel. &lt;br&gt;1.Eco Frame 43mm Construction in CRCA MS Sheet. &lt;br&gt;2. Size= 2300(500+850+950)W mm x 400D mm x 1450H mm. &lt;br&gt;3. Main Frame Top Bottom Welded Structure in 2.00mm thickness.&lt;br&gt;4. Component Mtg. Plate: GPSP in 3.00mm thickness .&lt;br&gt;5. Front Door: Single &amp; Split in 2.00mm thickness.&lt;br&gt;6. Rear Cover: in 2.0 mm thickness.&lt;br&gt;7. Side Cover: in 2.0 mm thickness.&lt;br&gt;8. Lock: 3-point Handle Lock And Cam lock for single door.&lt;br&gt;9. Powder Coating Shade: RAL-7035.&lt;br&gt;10. Stand: Height 300mm.&lt;br&gt;11. Jointless polyurethane foamed in place gasketing.&lt;br&gt; | 109850 | 98865
152 | Economy Process Solutions Private Limited | 2024-25/01000-0 | 11/26/2024 12:00:00 AM | 11/26/2024 1:28:28 PM | Akash Chinchkar
153 | [5 empty] | 1 | Enclosure For Control Panel. &lt;br&gt;1.Eco Frame 43mm Construction in CRCA MS Sheet. &lt;br&gt;2. Size= 1900(500+800+700)W mm x 400D mm x 1300H mm. &lt;br&gt;3. Main Frame Top Bottom Welded Structure in 2.00mm thickness.&lt;br&gt;4. Top &amp; Bottom Gland Plate: in 2.00mm thickness.&lt;br&gt;5. Component Mtg. Plate: GPSP in 2.00mm thickness .&lt;br&gt;6. Front Door: Single in 2.00mm thickness.&lt;br&gt;7. Rear Cover: in 1.5mm thickness.&lt;br&gt;8. Side Cover: in 1.5mm thickness.&lt;br&gt;9. Lock: 3-point Handle Lock,.&lt;br&gt;10. Base 100+300stand&lt;br&gt;11. Powder Coating Shade: RAL-7035.&lt;br&gt;12. Jointless polyurethane foamed in place gasketing.&lt;br&gt; | 74328 | 66895.20
154 | [5 empty] | 1 | Enclosure For Control Panel. &lt;br&gt;1.WMM-22 Construction in CRCA MS Sheet. &lt;br&gt;2. Size= 500W mm x 350D mm x 500H mm. &lt;br&gt;3. Welded Main Body with Top and bottom in 1.5mm in thickness.&lt;br&gt;4. Component Mtg. Plate: GPSP in 2.00mm thickness.&lt;br&gt;5. Front Door: Single in 2.00mm thickness.&lt;br&gt;6. Lock: Cam Lock.&lt;br&gt;7. Powder Coating Shade: RAL-7035 .&lt;br&gt;8. Jointless polyurethane foamed in place gasketing.&lt;br&gt; | 6385 | 5746.50
155 | SML INDUSTRIES | 2024-25/01001-0 | 11/26/2024 12:00:00 AM | 11/26/2024 2:07:11 PM | Akash Chinchkar
156 | [5 empty] | 2 | Enclosure For Control Panel. &lt;br&gt;1.JB Box Construction in CRCA MS Sheet. &lt;br&gt;2. Size= 500W mm x 500D mm x 500H mm x 200B mm x 500C mm. &lt;br&gt;3. Welded Main Body with Top and bottom in 1.2mm thickness.&lt;br&gt; | 500 | 1000.00
157 | Economy Process Solutions Private Limited | 2024-25/01000-1 | 11/26/2024 12:00:00 AM | 11/26/2024 4:19:30 PM | Akash Chinchkar
158 | [5 empty] | 1 | Enclosure For Control Panel. &lt;br&gt;1.Eco Frame 43mm Construction in CRCA MS Sheet. &lt;br&gt;2. Size= 1900(400+800+700)W mm x 400D mm x 1300H mm. &lt;br&gt;3. Main Frame Top Bottom Welded Structure in 2.00mm thickness.&lt;br&gt;4. Top &amp; Bottom Gland Plate: in 2.00mm thickness.&lt;br&gt;5. Component Mtg. Plate: GPSP in 2.00mm thickness .&lt;br&gt;6. Front Door: Single in 2.00mm thickness.&lt;br&gt;7. Rear Cover: in 1.5mm thickness.&lt;br&gt;8. Side Cover: in 1.5mm thickness.&lt;br&gt;9. Lock: 3-point Handle Lock,.&lt;br&gt;10. Base 100+300stand&lt;br&gt;11. Powder Coating Shade: RAL-7035.&lt;br&gt;12. Jointless polyurethane foamed in place gasketing.&lt;br&gt; | 74328 | 66895.20
159 | weblink test | 2024-25/01001-0 | 11/26/2024 12:00:00 AM | 11/26/2024 4:56:55 PM | Admin
160 | [5 empty] | 2 | Enclosure For Control Panel. &lt;br&gt;1.JB Box Construction in CRCA MS Sheet. &lt;br&gt;2. Size= 500W mm x 500D mm x 500H mm x 200B mm x 500C mm. &lt;br&gt;3. Welded Main Body with Top and bottom in 1.2mm thickness.&lt;br&gt; | 500 | 1000.00
161 | weblink test | 2024-25/01002-0 | 11/26/2024 12:00:00 AM | 11/26/2024 4:59:27 PM | Admin
162 | [5 empty] | 2 | Enclosure For Control Panel. &lt;br&gt;1.JB Box Construction in CRCA MS Sheet. &lt;br&gt;2. Size= 500W mm x 500D mm x 500H mm x 200B mm x 500C mm. &lt;br&gt;3. Welded Main Body with Top and bottom in 1.2mm thickness.&lt;br&gt; | 900 | 1800.00
163 | weblink test | 2024-25/01002-1 | 11/26/2024 12:00:00 AM | 11/26/2024 5:01:32 PM | Admin
164 | [5 empty] | 1 | Enclosure For Control Panel. &lt;br&gt;1.JB Box Construction in CRCA MS Sheet. &lt;br&gt;2. Size= 500W mm x 500D mm x 500H mm x 200B mm x 500C mm. &lt;br&gt;3. Welded Main Body with Top and bottom in 1.2mm thickness.&lt;br&gt; | 900 | 900
165 | weblink test | 2024-25/01002-2 | 11/26/2024 12:00:00 AM | 11/26/2024 5:02:22 PM | Admin
166 | [5 empty] | 1 | Enclosure For Control Panel. &lt;br&gt;1.JB Box Construction in CRCA MS Sheet. &lt;br&gt;2. Size= 500W mm x 500D mm x 500H mm x 200B mm x 500C mm. &lt;br&gt;3. Welded Main Body with Top and bottom in 1.2mm thickness.&lt;br&gt; | 500 | 500
167 | ARTECH SOLUTIONS | 2024-25/01003-0 | 11/26/2024 12:00:00 AM | 11/26/2024 6:12:00 PM | Akash Chinchkar
168 | [5 empty] | 1 | Enclosure For Control Panel. &lt;br&gt;1.Eco MCC 30mm Construction in CRCA MS Sheet. &lt;br&gt;2. Size= 13900W mm x 1000/800D mm x 2200H mm. &lt;br&gt;3. Main frame Structure Welded in 2.0 mm in thickness.&lt;br&gt;4. Component Mtg. Plate: GPSP in 2.00mm thickness .&lt;br&gt;5. Front Door: Single in 2.00mm thickness.&lt;br&gt;6. Rear Door: Single in 2.00mm thickness.&lt;br&gt;7. Rear Cover: in 1.5 mm thickness.&lt;br&gt;8. Lock: Cam Lock.&lt;br&gt;9. Powder Coating Shade: RAL-7035 .&lt;br&gt;10. Lifting Arrangement: Lifting full length L.&lt;br&gt;11. Base: ISMC Height 100mm .&lt;br&gt;12. Jointless polyurethane foamed in place gasketing.&lt;br&gt; | 869910 | 782919.00
169 | Advista Technosolutions Pvt Ltd | 2024-25/01004-0 | 11/26/2024 12:00:00 AM | 11/26/2024 6:42:52 PM | Akash Chinchkar
170 | [5 empty] | 1 | Enclosure For Control Panel. &lt;br&gt;1.JB Box Construction in CRCA MS Sheet. &lt;br&gt;2. Size= 300W mm x 150D mm x 300H mm. &lt;br&gt;3. Welded Main Body with Top and bottom in 1.5mm thickness.&lt;br&gt;4. Component Mtg Plate : GPSP.&lt;br&gt;5. Lock in Cam Lock , .&lt;br&gt;6. Wall Mtg. Bracket.&lt;br&gt;7. Powder Coating Shade: colour RAL-7035 .&lt;br&gt;8. Jointless polyurethane foamed in place gasketing.&lt;br&gt; | 2909 | 2618.10
171 | Economy Process Solutions Private Limited | 2024-25/0991-3 | 11/24/2024 12:00:00 AM | 11/26/2024 7:13:21 PM | Sharvari Shirke
172 | [5 empty] | 1 | Enclosure For Control Panel. &lt;br&gt;1.Eco Frame 43mm Construction in CRCA MS Sheet. &lt;br&gt;2. Size= 2300(500+850+950)W mm x 400D mm x 1450H mm. &lt;br&gt;3. Main Frame Top Bottom Welded Structure in 2.00mm thickness.&lt;br&gt;4. Component Mtg. Plate: GPSP in 3.00mm thickness .&lt;br&gt;5. Front Door: Single &amp; Split in 2.00mm thickness.&lt;br&gt;6. Rear Cover: in 2.0 mm thickness.&lt;br&gt;7. Side Cover: in 2.0 mm thickness.&lt;br&gt;8. Lock: 3-point Handle Lock And Cam lock for single door.&lt;br&gt;9. Powder Coating Shade: RAL-7035.&lt;br&gt;10. Stand: Height 300mm.&lt;br&gt;11. Jointless polyurethane foamed in place gasketing.&lt;br&gt; | 109850 | 93372.5
173 | Economy Process Solutions Private Limited | 2024-25/0991-3 | 11/24/2024 12:00:00 AM | 11/26/2024 7:13:32 PM | Sharvari Shirke
174 | [5 empty] | 1 | Enclosure For Control Panel. &lt;br&gt;1.Eco Frame 43mm Construction in CRCA MS Sheet. &lt;br&gt;2. Size= 2300(500+850+950)W mm x 400D mm x 1450H mm. &lt;br&gt;3. Main Frame Top Bottom Welded Structure in 2.00mm thickness.&lt;br&gt;4. Component Mtg. Plate: GPSP in 3.00mm thickness .&lt;br&gt;5. Front Door: Single &amp; Split in 2.00mm thickness.&lt;br&gt;6. Rear Cover: in 2.0 mm thickness.&lt;br&gt;7. Side Cover: in 2.0 mm thickness.&lt;br&gt;8. Lock: 3-point Handle Lock And Cam lock for single door.&lt;br&gt;9. Powder Coating Shade: RAL-7035.&lt;br&gt;10. Stand: Height 300mm.&lt;br&gt;11. Jointless polyurethane foamed in place gasketing.&lt;br&gt; | 109850 | 93372.5
175 | Economy Process Solutions Private Limited | 2024-25/01000-2 | 11/26/2024 12:00:00 AM | 11/26/2024 8:22:30 PM | Admin
176 | [5 empty] | 1 | Enclosure For Control Panel. &lt;br&gt;1.Eco Frame 43mm Construction in CRCA MS Sheet. &lt;br&gt;2. Size= 1900(400+800+700)W mm x 442D mm x 1300H mm. &lt;br&gt;3. Main Frame Top Bottom Welded Structure in 2.00mm thickness.&lt;br&gt;4. Top &amp; Bottom Gland Plate: in 2.00mm thickness.&lt;br&gt;5. Component Mtg. Plate: GPSP in 2.00mm thickness .&lt;br&gt;6. Front Door: Single in 2.00mm thickness.&lt;br&gt;7. Rear Cover: in 1.5mm thickness.&lt;br&gt;8. Side Cover: in 1.5mm thickness.&lt;br&gt;9. Lock: 3-point Handle Lock,.&lt;br&gt;10. Base 100+300stand&lt;br&gt;11. Powder Coating Shade: RAL-7035.&lt;br&gt;12. Jointless polyurethane foamed in place gasketing.&lt;br&gt; | 70580 | 59993
177 | weblink test | 2024-25/01005-0 | 11/27/2024 12:00:00 AM | 11/27/2024 11:00:26 AM | Admin
178 | [5 empty] | 1 | Enclosure For Control Panel. &lt;br&gt;1.JB Box Construction in CRCA MS Sheet. &lt;br&gt;2. Size= 500W mm x 500D mm x 500H mm x 200B mm x 500C mm. &lt;br&gt;3. Welded Main Body with Top and bottom in 1.2mm thickness.&lt;br&gt; | 100 | 100.00
179 | weblink test | 2024-25/01005-1 | 11/27/2024 12:00:00 AM | 11/27/2024 11:02:31 AM | Admin
180 | [5 empty] | 2 | Enclosure For Control Panel. &lt;br&gt;1.JB Box Construction in CRCA MS Sheet. &lt;br&gt;2. Size= 500W mm x 500D mm x 500H mm x 200B mm x 500C mm. &lt;br&gt;3. Welded Main Body with Top and bottom in 1.2mm thickness.&lt;br&gt; | 100 | 200
181 | SML INDUSTRIES | 2024-25/01006-0 | 11/27/2024 12:00:00 AM | 11/27/2024 1:31:08 PM | Akash Chinchkar
182 | [5 empty] | 1 | Enclosure For Control Panel. &lt;br&gt;1.WMM-22 Construction in CRCA MS Sheet. &lt;br&gt;2. Size= 500W mm x 300D mm x 500H mm. &lt;br&gt;3. Welded Main Body with Top and bottom in 1.5mm in thickness.&lt;br&gt;4. Component Mtg. Plate: GPSP in 2.00mm thickness.&lt;br&gt;5. Front Door: Single in 2.00mm thickness.&lt;br&gt;6. Lock: Cam Lock.&lt;br&gt;7. Powder Coating Shade: RAL-7035 .&lt;br&gt;8. Jointless polyurethane foamed in place gasketing.&lt;br&gt; | 6385 | 5746.50
183 | Credence Automation and Control Systems Pvt. Ltd. | 2024-25/01007-0 | 11/27/2024 12:00:00 AM | 11/27/2024 8:21:55 PM | Satyajeet
184 | [5 empty] | 1 | Enclosure For Control Panel. &lt;br&gt;1.Modular W-Big 43 mm Construction in CRCA MS Sheet. &lt;br&gt;2. Size= 2330W mm x 600D mm x 1420H mm. &lt;br&gt;3. Welded Main Body With Sides in 3.00mm in thickness.&lt;br&gt;4. Gland Plate: LH and RH Side in 3.00mm Thickness.&lt;br&gt;5. Component Mtg. Plate: GPSP in 3.00mm thickness .&lt;br&gt;6. Front Door: Split in 3.00mm thickness.&lt;br&gt;7. Lock: Cam Lock,.&lt;br&gt;8. Powder Coating RAL-7035 .&lt;br&gt;9. Jointless polyurethane foamed in place gasketing.&lt;br&gt; | 86446 | 77801.4
185 | Economy Process Solutions Private Limited | 2024-25/0982-1 | 11/19/2024 12:00:00 AM | 11/28/2024 1:58:34 PM | Sharvari Shirke
186 | [5 empty] | 1 | Enclosure For Control Panel. &lt;br&gt;1.MFS (Modular Floor Standing Enclosure) Construction in CRCA MS Sheet. &lt;br&gt;2. Size= 4000(1400+500+1050+1050)W mm x 400D mm x 1900H mm. &lt;br&gt;3. Main frame Structure Welded in 3.00mm thickness.&lt;br&gt;4. Gland Plate: Select in 2.00mm thickness.&lt;br&gt;5. Component Mtg. Plate: GPSP in 2.00mm thickness qty In Colour Select Colour.&lt;br&gt;6. Front Door: Split in 2.00mm thickness.&lt;br&gt;7. Lock: 3-point Handle Lock,.&lt;br&gt;8. Rear Cover: in 1.5mm thickness .&lt;br&gt;9. Side Cover: in 1.5mm thickness .&lt;br&gt;10. Top Cover: in 1.5mm thickness .&lt;br&gt;11. Lifting Arrangement: Lifting L.&lt;br&gt;12. Base: Standard 3.00mm thickness 75mm height .&lt;br&gt;13. Drawing Pocket: Standard .&lt;br&gt;14. Jointless polyurethane foamed in place gasketing.&lt;br&gt; | 179091 | 161181.90
187 | Economy Process Solutions Private Limited | 2024-25/0982-2 | 11/19/2024 12:00:00 AM | 11/28/2024 2:33:53 PM | Admin
188 | [5 empty] | 1 | Enclosure For Control Panel. &lt;br&gt;1.MFS (Modular Floor Standing Enclosure) Construction in CRCA MS Sheet. &lt;br&gt;2. Size= 4000(1400+500+1050+1050)W mm x 400D mm x 1900H mm. &lt;br&gt;3. Main frame Structure Welded in 3.00mm thickness.&lt;br&gt;4. Gland Plate: Select in 2.00mm thickness.&lt;br&gt;5. Component Mtg. Plate: GPSP in 2.00mm thickness qty In Colour Select Colour.&lt;br&gt;6. Front Door: Split in 2.00mm thickness.&lt;br&gt;7. Lock: 3-point Handle Lock,.&lt;br&gt;8. Rear Cover: in 1.5mm thickness .&lt;br&gt;9. Side Cover: in 1.5mm thickness .&lt;br&gt;10. Top Cover: in 1.5mm thickness .&lt;br&gt;11. Lifting Arrangement: Lifting L.&lt;br&gt;12. Base: Standard 3.00mm thickness 75mm height .&lt;br&gt;13. Drawing Pocket: Standard .&lt;br&gt;14. Jointless polyurethane foamed in place gasketing.&lt;br&gt; | 179091 | 161181.90
189 | Economy Process Solutions Private Limited | 2024-25/0982-3 | 11/19/2024 12:00:00 AM | 11/28/2024 2:50:15 PM | Admin
190 | [5 empty] | 1 | Enclosure For Control Panel. &lt;br&gt;1.MFS (Modular Floor Standing Enclosure) Construction in CRCA MS Sheet. &lt;br&gt;2. Size= 4000(1400+500+1050+1050)W mm x 400D mm x 1900H mm. &lt;br&gt;3. Main frame Structure Welded in 3.00mm thickness.&lt;br&gt;4. Gland Plate: Select in 2.00mm thickness.&lt;br&gt;5. Component Mtg. Plate: GPSP in 2.00mm thickness qty In Colour Select Colour.&lt;br&gt;6. Front Door: Split in 2.00mm thickness.&lt;br&gt;7. Lock: 3-point Handle Lock,.&lt;br&gt;8. Rear Cover: in 1.5mm thickness .&lt;br&gt;9. Side Cover: in 1.5mm thickness .&lt;br&gt;10. Top Cover: in 1.5mm thickness .&lt;br&gt;11. Lifting Arrangement: Lifting L.&lt;br&gt;12. Base: Standard 3.00mm thickness 75mm height .&lt;br&gt;13. Drawing Pocket: Standard .&lt;br&gt;14. Jointless polyurethane foamed in place gasketing.&lt;br&gt; | 179091 | 161181.90
191 | Credence Automation and Control Systems Pvt. Ltd. | 2024-25/01007-1 | 11/27/2024 12:00:00 AM | 11/28/2024 6:51:58 PM | Admin
192 | [5 empty] | 1 | Enclosure For Control Panel. &lt;br&gt;1.Modular W-Big 43 mm Construction in CRCA MS Sheet. &lt;br&gt;2. Size= 2330W mm x 600D mm x 1420H mm. &lt;br&gt;3. Welded Main Body With Sides in 3.00mm in thickness.&lt;br&gt;4. Gland Plate: LH and RH Side in 3.00mm Thickness.&lt;br&gt;5. Component Mtg. Plate: GPSP in 3.00mm thickness .&lt;br&gt;6. Front Door: Split in 3.00mm thickness.&lt;br&gt;7. Lock: Cam Lock,.&lt;br&gt;8. Powder Coating RAL-7035 .&lt;br&gt;9. Jointless polyurethane foamed in place gasketing.&lt;br&gt; | 74800 | 63580
193 | ARK MACH TEK PVT. LTD. Kharabwadi | 2024-25/01009-0 | 11/29/2024 12:00:00 AM | 11/29/2024 12:28:48 PM | Satyajeet
194 | [5 empty] | 1 | Enclosure For Control Panel. &lt;br&gt;1.WMM-22 Construction in CRCA MS Sheet. &lt;br&gt;2. Size= 300W mm x 160D mm x 160H mm. &lt;br&gt;3. Welded Main Body with Top and bottom in 1.5mm in thickness.&lt;br&gt;4. Component Mtg. Plate: GPSP in 2.00mm thickness.&lt;br&gt;5. Front Door: Single in 2.00mm thickness.&lt;br&gt;6. Lock: Cam Lock.&lt;br&gt;7. Powder Coating Shade: RAL-7035 .&lt;br&gt;8. Jointless polyurethane foamed in place gasketing.&lt;br&gt; | 2389 | 2150.10
195 | [5 empty] | 1 | Enclosure For Control Panel.&lt;br&gt;1.Drive Mounting Brackets Construction &lt;br&gt;2. Size:- 320W X 400H&lt;br&gt;3GI Material in 3mm Thk. | 1852 | 1666.80
196 | MadoX Technologies Pvt. Ltd. | 2024-25/01010-0 | 11/29/2024 12:00:00 AM | 11/29/2024 1:02:26 PM | Satyajeet
197 | [5 empty] | 1 | Enclosure For Control Panel.&lt;br&gt;1.PC ENCLOSURE in PC Enclosure ECO-Standing Construction in MS CRCA Sheet.&lt;br&gt;2. Size= 600W mm x 290/600D mm x 600+200+845H mm.&lt;br&gt;3. Welded Main Body: with Top and bottom in 1.2mm thickness.&lt;br&gt;4. Mounting Plate GPSP in 2.00mm thickness .&lt;br&gt;5. Lock: Cam Lock .&lt;br&gt;6. Horizontal Partition: in 1.2mm thickness.&lt;br&gt;7. Sliding Keyboard drawer with telescopic rails: in 1.2mm thickness.&lt;br&gt;8. Transparent Door: PolyCarbonate Sheet in 3.00mm thickness.&lt;br&gt;9. Base 75mm Base &lt;br&gt;10. Filters: 4 inch Qty 4.&lt;br&gt;11. Jointless polyurethane foamed in place gasketing.&lt;br&gt;12. Powder Coating Shade: Colour RAL-7035. | 26144 | 23529.60
198 | MadoX Technologies Pvt. Ltd. | 2024-25/01010-1 | 11/29/2024 12:00:00 AM | 11/29/2024 1:03:43 PM | Satyajeet
199 | [5 empty] | 1 | Enclosure For Control Panel.&lt;br&gt;1.PC ENCLOSURE in PC Enclosure ECO-Standing Construction in MS CRCA Sheet.&lt;br&gt;2. Size= 600W mm x 290/600D mm x 600+200+845H mm.&lt;br&gt;3. Welded Main Body: with Top and bottom in 1.2mm thickness.&lt;br&gt;4. Mounting Plate GPSP in 2.00mm thickness .&lt;br&gt;5. Lock: Cam Lock .&lt;br&gt;6. Horizontal Partition: in 1.2mm thickness.&lt;br&gt;7. Sliding Keyboard drawer with telescopic rails: in 1.2mm thickness.&lt;br&gt;8. Transparent Door: PolyCarbonate Sheet in 3.00mm thickness.&lt;br&gt;9. Base 75mm Base &lt;br&gt;10. Filters: 4 inch Qty 4.&lt;br&gt;11. Jointless polyurethane foamed in place gasketing.&lt;br&gt;12. Powder Coating Shade: Colour RAL-7035. | 26144 | 23529.60
200 | [5 empty] | 1 | Enclosure For Control Panel.&lt;br&gt;1.PC ENCLOSURE in PC Enclosure ECO-Standing Construction in MS CRCA Sheet.&lt;br&gt;2. Size= 700W mm x 290/600D mm x 600+200+845H mm.&lt;br&gt;3. Welded Main Body: with Top and bottom in 1.2mm thickness.&lt;br&gt;4. Mounting Plate GPSP in 2.00mm thickness .&lt;br&gt;5. Lock: Cam Lock .&lt;br&gt;6. Horizontal Partition: in 1.2mm thickness.&lt;br&gt;7. Sliding Keyboard drawer with telescopic rails: in 1.2mm thickness.&lt;br&gt;8. Transparent Door: PolyCarbonate Sheet in 3.00mm thickness.&lt;br&gt;9. Base 75mm Base&lt;br&gt;10. Filters: 4 inch Qty 4.&lt;br&gt;11. Jointless polyurethane foamed in place gasketing.&lt;br&gt;12. Powder Coating Shade: Colour RAL-7035. | 28412 | 25570.80
201 | Expert control & Infotech | 2024-25/01011-0 | 12/1/2024 12:00:00 AM | 12/1/2024 11:39:12 AM | Akash Chinchkar
202 | [5 empty] | 1 | Enclosure For Control Panel. &lt;br&gt;1.WMM-22 Construction in CRCA MS Sheet. &lt;br&gt;2. Size= 250W mm x 150D mm x 300H mm. &lt;br&gt;3. Welded Main Body with Top and bottom in 1.5mm in thickness.&lt;br&gt;4. Component Mtg. Plate: GPSP in 2.00mm thickness.&lt;br&gt;5. Front Door: Single in 2.00mm thickness.&lt;br&gt;6. Powder Coating Shade: RAL-7035 .&lt;br&gt;7. Jointless polyurethane foamed in place gasketing.&lt;br&gt; | 2365 | 2365.00
203 | Neptune Engineering | 2024-25/01012-0 | 12/1/2024 12:00:00 AM | 12/1/2024 12:05:05 PM | Akash Chinchkar
204 | [5 empty] | 1 | Enclosure For Control Panel. &lt;br&gt;1.WMM-30 (MCC Box) Construction in CRCA MS Sheet. &lt;br&gt;2. Size= 1200W mm x 400D mm x 1200H mm. &lt;br&gt;3. Welded Main Body with Top and bottom in 2.00mm in thickness.&lt;br&gt;4. Component Mtg. Plate: GPSP in 2.00mm thickness.&lt;br&gt;5. Front Door: Split in 2.00mm thickness.&lt;br&gt;6. Lock: 3-point Handle Lock.&lt;br&gt;7. Powder Coating Shade: RAL-7035 .&lt;br&gt;8. Lifting I-Bolt.&lt;br&gt;9. Base: 3.00mm thickness and 100mm Height.&lt;br&gt;10. Jointless polyurethane foamed in place gasketing.&lt;br&gt; | 27005 | 24304.50
205 | AMBETRONICS ENGINEERS PVT. LTD. | 2024-25/01013-0 | 12/1/2024 12:00:00 AM | 12/1/2024 12:48:14 PM | Satyajeet
206 | [5 empty] | 2 | Enclosure For Control Panel. &lt;br&gt;1.WMM-30 (MCC Box) Construction in SS304 Sheet. &lt;br&gt;2. Size= 500W mm x 500D mm x 1500H mm. +300mm Stand&lt;br&gt;3. Welded Main Body with Top and bottom in 2.00mm in thickness.&lt;br&gt;4. Gland Plate: Bottom Side in 2.00mm thickness.&lt;br&gt;5. Component Mtg. Plate: SS304 in 2.00mm thickness.&lt;br&gt;6. Front Door: Single in 2.00mm thickness.&lt;br&gt;7.Inner Door : Single in 1.6mm thickness.&lt;br&gt;7. Lock: 3-point Handle Lock with qty 2 Qty.&lt;br&gt;8. Lifting I-Bolt: with qty 4 QTY..&lt;br&gt;9. Base: 3.00mm thickness and 300mm Height.&lt;br&gt;10. Transparent Door: Polycarbonate Door With bidding .&lt;br&gt;11. Jointless polyurethane foamed in place gasketing.&lt;br&gt; | 92435 | 166383.00
207 | Radix Electrosystems Pvt Ltd | 2024-25/01014-0 | 12/1/2024 12:00:00 AM | 12/1/2024 2:09:14 PM | Akash Chinchkar
208 | [5 empty] | 1 | Enclosure For Control Panel. &lt;br&gt;1.Eco MCC 30mm Construction in CRCA MS Sheet. &lt;br&gt;2. Size= 1650(300+350+350+350+300)W mm x 300D mm x 1375H mm. &lt;br&gt;3. Main frame Structure Welded in 2.00mm in thickness.&lt;br&gt;4. Component Mtg. Plate: GPSP in 2.00mm thickness .&lt;br&gt;5. Front Door: Single in 2.00mm thickness.&lt;br&gt;6. Rear Cover: in 1.5 mm thickness.&lt;br&gt;7. Lock: Cam Lock.&lt;br&gt;8. Powder Coating Shade: RAL-7035 .&lt;br&gt;9. Lifting Arrangement: Lifting L.&lt;br&gt;10. Base: Standard in Standard thickness Height 300mm Transparent Door With Select.&lt;br&gt;11. Drawing Pocket: Standard.&lt;br&gt;12. Jointless polyurethane foamed in place gasketing.&lt;br&gt; | 109303 | 98372.70
209 | AM Control & Automation | 2024-25/01015-0 | 12/1/2024 12:00:00 AM | 12/1/2024 5:21:54 PM | Akash Chinchkar
210 | [5 empty] | 1 | Enclosure For Control Panel. &lt;br&gt;1.Eco Frame 43mm Construction in CRCA MS Sheet. &lt;br&gt;2. Size= 2250 (750+750+750)W mm x 400D mm x 1800H mm. &lt;br&gt;3. Main Frame Top Bottom Welded Structure in 2.00mm thickness.&lt;br&gt;4. Component Mtg. Plate: GPSP in 2.00mm thickness .&lt;br&gt;5. Front Door: Single in 2.00mm thickness.&lt;br&gt;6. Rear Cover: in 1.5mm thickness.&lt;br&gt;7. Side Cover: in 1.5mm thickness.&lt;br&gt;8. Lock: 3-point Handle Lock,.&lt;br&gt;9. Powder Coating Shade: RAL-7035.&lt;br&gt;10. Lifting Arrangement: Lifting L.&lt;br&gt;11. Base: Standard Height 200mm With Thickness 3.00mm.&lt;br&gt;12. Jointless polyurethane foamed in place gasketing.&lt;br&gt; | 103177 | 92859.30
211 | ROOP POLYMERS LTD | 2024-25/01016-0 | 12/2/2024 12:00:00 AM | 12/2/2024 11:10:39 AM | Akash Chinchkar
212 | [5 empty] | 1 | Enclosure For Control Panel.&lt;br&gt;1.PC ENCLOSURE in PC Enclosure ECO-Standing Construction in MS CRCA Sheet.&lt;br&gt;2. Size= 600W mm x 290/600D mm x 600+200+845H mm.&lt;br&gt;3. Welded Main Body: with Top and bottom in 1.2mm thickness.&lt;br&gt;4. GPSP in 2.00mm thickness .&lt;br&gt;5. Lock: Cam Lock .&lt;br&gt;6. Horizontal Partition: in 1.2mm thickness.&lt;br&gt;7. Sliding Keyboard drawer with telescopic rails: in 1.2mm thickness.&lt;br&gt;8. Transparent Door: PolyCarbonate Sheet in 3.00mm thickness.&lt;br&gt;9. Caster Wheel: Caster Wheel: size 3 with Revolving Qty 2 Fixed Qty 2.&lt;br&gt;10. Filters: 4 inch Qty 4.&lt;br&gt;11. Jointless polyurethane foamed in place gasketing.&lt;br&gt;12. Powder Coating Shade: Colour RAL-7035.&lt;br&gt; | 27045 | 25692.75
213 | AMBETRONICS ENGINEERS PVT. LTD. | 2024-25/01013-1 | 12/1/2024 12:00:00 AM | 12/2/2024 11:57:11 AM | Satyajeet
214 | [5 empty] | 2 | Enclosure For Control Panel. &lt;br&gt;1.WMM-30 (MCC Box) Construction in SS304 Sheet. &lt;br&gt;2. Size= 500W mm x 500D mm x 1500H mm. +300mm Stand&lt;br&gt;3. Welded Main Body with Top and bottom in 2.00mm in thickness.&lt;br&gt;4. Gland Plate: Bottom Side in 2.00mm thickness.&lt;br&gt;5. Component Mtg. Plate: SS304 in 2.00mm thickness.&lt;br&gt;6. Front Door: Single in 2.00mm thickness.&lt;br&gt;7.Inner Door : Single in 1.6mm thickness.&lt;br&gt;7. Lock: 3-point Handle Lock with qty 2 Qty.&lt;br&gt;8. Lifting I-Bolt: with qty 4 QTY..&lt;br&gt;9. Base: 3.00mm thickness and 300mm Height.&lt;br&gt;10. Transparent Door: Polycarbonate Door With bidding .&lt;br&gt;11. Jointless polyurethane foamed in place gasketing.&lt;br&gt; | 92435 | 166383.00
215 | [5 empty] | 1 | Enclosure For Control Panel.&lt;br&gt;1.WMM-30 (MCC Box) Construction in SS316 Sheet.&lt;br&gt;2. Size= 500W mm x 500D mm x 1500H mm. +300mm Stand&lt;br&gt;3. Welded Main Body with Top and bottom in 2.00mm in thickness.&lt;br&gt;4. Gland Plate: Bottom Side in 2.00mm thickness.&lt;br&gt;5. Component Mtg. Plate: SS316 in 2.00mm thickness.&lt;br&gt;6. Front Door: Single in 2.00mm thickness.&lt;br&gt;7.Inner Door : Single in 1.6mm thickness.&lt;br&gt;7. Lock: 3-point Handle Lock with qty 2 Qty.&lt;br&gt;8. Lifting I-Bolt: with qty 4 QTY..&lt;br&gt;9. Base: 3.00mm thickness and 300mm Height.&lt;br&gt;10. Transparent Door: Polycarbonate Door With bidding .&lt;br&gt;11. Jointless polyurethane foamed in place gasketing. | 117487 | 105738.30
216 | TEJAS | 2024-25/01019-0 | 12/2/2024 12:00:00 AM | 12/2/2024 4:08:05 PM | Akash Chinchkar
217 | [5 empty] | 1 | Enclosure For Control Panel.&lt;br&gt;1.PC ENCLOSURE in PC Enclosure ECO-Standing Construction in CRCA MS Sheet.&lt;br&gt;2. Size= 850W mm x 290/600D mm x 600+200+845H mm.&lt;br&gt;3. Welded Main Body: with Top and bottom in 1.2mm thickness.&lt;br&gt;4. Mounting Plate GPSP in 2.00mm thickness .&lt;br&gt;5. Front Door with stiffeners: Single in 1.2mm thickness.&lt;br&gt;6. Lock: Cam Lock .&lt;br&gt;7. Horizontal Partition: in 1.2mm thickness colour 7035.&lt;br&gt;8. Sliding Keyboard drawer with telescopic rails: in 1.2mm thickness.&lt;br&gt;9. Transparent Door: PolyCarbonate Sheet biddingless technique.&lt;br&gt;10. Base:_ Standard 75MM Thk.&lt;br&gt;11. Filters: 4 inch. 4Qty.&lt;br&gt;12. Jointless polyurethane foamed in place gasketing.&lt;br&gt;13. Powder Coating Shade: Colour RAL-7035.&lt;br&gt; | 31671 | 31671
218 | Vacuum Plant & Instruments Mfg. Co. Ltd | 2024-25/01020-0 | 12/2/2024 12:00:00 AM | 12/2/2024 5:01:03 PM | Akash Chinchkar
219 | [5 empty] | 1 | Enclosure For Control Panel. &lt;br&gt;1.MFS (Modular Floor Standing Enclosure) Construction in CRCA MS Sheet. &lt;br&gt;2. Size= 3600(1000+600+1000+1000)W mm x 500D mm x 2000H mm + 100 Base. &lt;br&gt;3. Main frame Structure Welded in 3.00mm thickness.&lt;br&gt;4. Component Mtg. Plate: GPSP in 2.00mm thickness .&lt;br&gt;5. Front Door: Single in 2.00mm thickness.&lt;br&gt;6. Lock: 3-point Handle Lock,.&lt;br&gt;7. Rear Cover: in 1.5mm thickness .&lt;br&gt;8. Side Cover: in 1.5mm thickness .&lt;br&gt;9. Top Cover: in 1.5mm thickness .&lt;br&gt;10. Base: Standard 3.00mm thickness 100mm height .&lt;br&gt;11. Drawing Pocket: Standard .&lt;br&gt;12. Tubelight Bracket.&lt;br&gt;13. Jointless polyurethane foamed in place gasketing.&lt;br&gt; | 165280 | 148752.00
220 | Neptune Engineering | 2024-25/01012-1 | 12/1/2024 12:00:00 AM | 12/3/2024 10:33:33 AM | Akash Chinchkar
221 | [5 empty] | 1 | Enclosure For Control Panel. &lt;br&gt;1.WMM-30 (MCC Box) Construction in CRCA MS Sheet. &lt;br&gt;2. Size= 1200W mm x 400D mm x 1200H mm. &lt;br&gt;3. Welded Main Body with Top and bottom in 2.00mm in thickness.&lt;br&gt;4. Component Mtg. Plate: GPSP in 2.00mm thickness.&lt;br&gt;5. Front Door: Split in 2.00mm thickness.&lt;br&gt;6. Lock: 3-point Handle Lock.&lt;br&gt;7. Powder Coating Shade: RAL-7035 .&lt;br&gt;8. Lifting I-Bolt.&lt;br&gt;9. Base: 3.00mm thickness and 100mm Height.&lt;br&gt;10. Jointless polyurethane foamed in place gasketing.&lt;br&gt; | 22500 | 22500
222 | weblink test | 2024-25/01021-0 | 12/3/2024 12:00:00 AM | 12/3/2024 12:32:59 PM | Admin
223 | [5 empty] | 1 | Enclosure For Control Panel. &lt;br&gt;1.JB Box Construction in CRCA MS Sheet. &lt;br&gt;2. Size= 500W mm x 500D mm x 500H mm x 200B mm x 500C mm. &lt;br&gt;3. Welded Main Body with Top and bottom in 1.2mm thickness.&lt;br&gt; | 100 | 100.00
224 | weblink test | 2024-25/01021-1 | 12/3/2024 12:00:00 AM | 12/3/2024 3:33:06 PM | Admin
225 | [5 empty] | 1 | Enclosure For Control Panel. &lt;br&gt;1.JB Box Construction in CRCA MS Sheet. &lt;br&gt;2. Size= 500W mm x 500D mm x 500H mm x 200B mm x 500C mm. &lt;br&gt;3. Welded Main Body with Top and bottom in 1.2mm thickness.&lt;br&gt; | 100 | 100.00
226 | IEEC POWER ELECTRONICS PVT LTD | 2024-25/01022-0 | 12/3/2024 12:00:00 AM | 12/3/2024 3:35:07 PM | Akash Chinchkar
227 | [5 empty] | 1 | Enclosure For Control Panel. &lt;br&gt;1.MFS (Modular Floor Standing Enclosure) Construction in CRCA MS Sheet. &lt;br&gt;2. Size= 1000W mm x 600D mm x 1800H mm. &lt;br&gt;3. Main frame Structure Welded in 3.00mm thickness.&lt;br&gt;4. Component Mtg. Plate: GPSP in 3.00mm thickness qty In Colour Select Colour.&lt;br&gt;5. Front Door: Single in 2.00mm thickness.&lt;br&gt;6. Lock: 3-point Handle Lock,.&lt;br&gt;7. Rear Cover: in 1.5mm thickness .&lt;br&gt;8. Side Cover: in 1.5mm thickness .&lt;br&gt;9. Top Cover: in 1.5mm thickness .&lt;br&gt;10. Lifting Arrangement: Eye Bolt.&lt;br&gt;11. Base: Standard 3.00mm thickness 150mm height .&lt;br&gt;12. Drawing Pocket: Standard .&lt;br&gt;13. Micro switch bracket.&lt;br&gt;14. Tubelight Bracket.&lt;br&gt;15. Jointless polyurethane foamed in place gasketing.&lt;br&gt; | 48756 | 43880.40
228 | BAUER KOMPRESSOREN India Pvt. Ltd. | 2024-25/01023-0 | 12/3/2024 12:00:00 AM | 12/3/2024 3:35:17 PM | Satyajeet
229 | [5 empty] | 5 | Enclosure For Control Panel.&lt;br&gt;1.JB Box Construction in CRCA MS Sheet.&lt;br&gt;2. Size= 330W mm x 200D mm x 380H mm.&lt;br&gt;3. Welded Main Body with Top and bottom in 1.5mm thickness.&lt;br&gt;4. Front door in 1.5 thk.&lt;br&gt;5. Gland Plate: Bottom Side in 2.00mm thickness.&lt;br&gt;6. Mounting plate 1.5 thk.&lt;br&gt;7. Lock in Thumb screw.&lt;br&gt;8. Jointless polyurethane foamed in place gasketing.&lt;br&gt;9.Without powder coating. | 3746 | 15920.50
230 | Process Technix | 2024-25/01024-0 | 12/3/2024 12:00:00 AM | 12/3/2024 4:08:21 PM | Satyajeet
231 | [5 empty] | 1 | Enclosure For Control Panel. &lt;br&gt;1.WMM-30 (MCC Box) Construction in CRCA MS Sheet. &lt;br&gt;2. Size= 500W mm x 250D mm x 700H mm. &lt;br&gt;3. Welded Main Body with Top and bottom in 1.5mm in thickness.&lt;br&gt;4. Component Mtg. Plate: GPSP in 2.00mm thickness.&lt;br&gt;5. Front Door: Single in 2.00mm thickness.&lt;br&gt;6. Lock: Mini Lock with qty 1 qty..&lt;br&gt;7. Powder Coating Shade: RAL-7035 .&lt;br&gt;8. Jointless polyurethane foamed in place gasketing.&lt;br&gt; | 8233 | 7409.70
232 | [5 empty] | 1 | Enclosure For Control Panel. &lt;br&gt;1.WMM-30 (MCC Box) Construction in CRCA MS Sheet. &lt;br&gt;2. Size= 445W mm x 150D mm x 245H mm. &lt;br&gt;3. Welded Main Body with Top and bottom in 1.5mm in thickness.&lt;br&gt;4. Component Mtg. Plate: GPSP in 2.00mm thickness.&lt;br&gt;5. Front Door: Single in 2.00mm thickness.&lt;br&gt;6. Lock: Cam Lock&lt;br&gt;7. Powder Coating Shade: RAL-7035 .&lt;br&gt;8. Jointless polyurethane foamed in place gasketing.&lt;br&gt; | 3298 | 2968.20
233 | ARK Mach Tek Pvt. Ltd. Vasoli | 2024-25/01025-0 | 12/3/2024 12:00:00 AM | 12/3/2024 6:22:50 PM | Akash Chinchkar
234 | [5 empty] | 1 | Enclosure For Control Panel. &lt;br&gt;1.WMM-22 Construction in CRCA MS Sheet. &lt;br&gt;2. Size= 500W mm x 230D mm x 600H mm. &lt;br&gt;3. Welded Main Body with Top and bottom in 1.5mm in thickness.&lt;br&gt;4. Gland Plate: Bottom Side in 2.00mm thickness.&lt;br&gt;5. Component Mtg. Plate: GPSP in 2.00mm thickness.&lt;br&gt;6. Front Door: Single in 2.00mm thickness.&lt;br&gt;7. Lock: Cam Lock.&lt;br&gt;8. Powder Coating Shade: RAL-7035 .&lt;br&gt;9. Jointless polyurethane foamed in place gasketing.&lt;br&gt; | 7242 | 6517.80
235 | [5 empty] | 1 | Part Of Enclosure. &lt;br&gt;1. Bracket &lt;br&gt;2. Size= 400W mm x 280H mm. &lt;br&gt;&lt;br&gt; | 530 | 530.00
236 | Blumenbecker KAT Automation Pvt. Ltd | 2024-25/01026-0 | 12/4/2024 12:00:00 AM | 12/4/2024 3:47:20 PM | Satyajeet
237 | [5 empty] | 1 | Enclosure For Control Panel. &lt;br&gt;1.WMM-30 (MCC Box) Construction in CRCA MS Sheet. &lt;br&gt;2. Size= 600W mm x 400D mm x 800H mm. &lt;br&gt;3. Welded Main Body with Top and bottom in 2.00mm in thickness.&lt;br&gt;4. Gland Plate: Bottom Side in 2.00mm thickness.&lt;br&gt;5. Component Mtg. Plate: GPSP in 2.00mm thickness.&lt;br&gt;6. Front Door: Screw Cover in 2.00mm thickness.&lt;br&gt;7. Powder Coating Shade: RAL-7035 .&lt;br&gt;8. Lifting I-Bolt: with qty 2 QTY..&lt;br&gt;9. Jointless polyurethane foamed in place gasketing.&lt;br&gt; | 12308 | 11077.20
238 | BASE Automation Technologies Pvt. Ltd | 2024-25/01027-0 | 12/4/2024 12:00:00 AM | 12/4/2024 5:53:30 PM | Satyajeet
239 | [5 empty] | 1 | Enclosure For Control Panel.&lt;br&gt;1.PC ENCLOSURE in Shop Floor PC Enclosure Standing Construction in CRCA MS Sheet.&lt;br&gt;2. Size= 800W mm x 600D mm x 1700H mm + Caster Wheels mm.&lt;br&gt;3. Main Frame Structure Welded in 3.00mm thickness.&lt;br&gt;4. Bottom Cover: GPSP : in 2.00mm thickness.&lt;br&gt;5. Front Door: Partial in 2.00mm thickness.&lt;br&gt;6. Rear Door: Single in 2.00mm thickness.&lt;br&gt;7. Lock: Handle Lock.&lt;br&gt;8. Side Cover: in 1.5mm thickness.&lt;br&gt;9. Top Cover: in 1.5mm thickness.&lt;br&gt;10. Horizontal Partition: in thickness 1.5mm&lt;br&gt;11. Sliding Keyboard drawer with Telescopic Rails: in 2.00mm thickness.&lt;br&gt;12. Powder Coating Shade: RAL 7035&lt;br&gt;13. Lifting Arrangement: Eye Bolt.&lt;br&gt;14. Base: Standard in 3.00mm thickness.&lt;br&gt;15. Drawing Pocket: Standard colour 7035.&lt;br&gt;16. Transparent Door: Glass Door Bidding less Technique.&lt;br&gt;17. Filters: 4 inch with Qty 2.&lt;br&gt;18. Gas spring for Monitor door.&lt;br&gt;19. Aluminum Extrusion For Monitor door.&lt;br&gt;20. Jointless polyurethane foamed in place gasketing.&lt;br&gt; | 50488 | 45439.20
240 | ARK Mach Tek Pvt. Ltd. Vasoli | 2024-25/01028-0 | 12/4/2024 12:00:00 AM | 12/4/2024 6:24:09 PM | Akash Chinchkar
241 | [5 empty] | 1 | Enclosure For Control Panel. &lt;br&gt;1.MFS (Modular Floor Standing Enclosure) Construction in CRCA MS Sheet. &lt;br&gt;2. Size= 1000W mm x 500D mm x 1700H mm. &lt;br&gt;3. Main frame Structure Welded in 3.00mm thickness.&lt;br&gt;4. Gland Plate: GPSP in 3.00mm thickness.&lt;br&gt;5. Component Mtg. Plate: GPSP in 3.00mm thickness .&lt;br&gt;6. Front Door: Split in 2.00mm thickness.&lt;br&gt;7. Lock: 3-point Handle Lock,.&lt;br&gt;8. Lifting Arrangement: Eye Bolt 5.00mm thickness.&lt;br&gt;9. Micro switch bracket.&lt;br&gt;10. Tubelight Bracket.&lt;br&gt;11. Jointless polyurethane foamed in place gasketing.&lt;br&gt; | 42289 | 42289.00
242 | Airtificial IR India Pvt Ltd | 2024-25/01029-0 | 12/5/2024 12:00:00 AM | 12/5/2024 10:33:57 PM | Akash Chinchkar
243 | [5 empty] | 1 | Enclosure For Control Panel. &lt;br&gt;1.WMM-30 (MCC Box) Construction in CRCA MS Sheet. &lt;br&gt;2. Size= 800W mm x 400D mm x 690H mm. &lt;br&gt;3. Welded Main Body with Top and bottom in 1.5mm in thickness.&lt;br&gt;4. Component Mtg. Plate: GPSP in 2.00mm thickness.&lt;br&gt;5. Front Door: Split in 2.00mm thickness.&lt;br&gt;6. Lock: Cam Lock.&lt;br&gt;7. Powder Coating Shade: RAL-7035 .&lt;br&gt;8. Lifting I-Bolt.&lt;br&gt;9. Transparent Door: Acrylic Door With bidding .&lt;br&gt;10. Jointless polyurethane foamed in place gasketing.&lt;br&gt; | 13987 | 12588.30
244 | HYT ENGINEERING COMPANY PVT LTD. | 2024-25/01030-0 | 12/5/2024 12:00:00 AM | 12/5/2024 10:55:42 PM | Akash Chinchkar
245 | [5 empty] | 1 | Enclosure For Control Panel. &lt;br&gt;1.MFS (Modular Floor Standing Enclosure) Construction in CRCA MS Sheet. &lt;br&gt;2. Size= 1200W mm x 500D mm x 1600H mm. &lt;br&gt;3. Main frame Structure Welded in 3.00mm thickness.&lt;br&gt;4. Component Mtg. Plate: GPSP in 3.00mm thickness .&lt;br&gt;5. Front Door: Split in 2.00mm thickness.&lt;br&gt;6. Lock: 3-point Handle Lock,.&lt;br&gt;7. Rear Cover: in 1.5mm thickness .&lt;br&gt;8. Side Cover: in 1.5mm thickness .&lt;br&gt;9. Top Cover: in 1.5mm thickness .&lt;br&gt;10. Lifting Arrangement: Eye Bolt.&lt;br&gt;11. Base: Standard 3.00mm thickness 200mm height .&lt;br&gt;12. Drawing Pocket: Standard .&lt;br&gt;13. Micro switch bracket.&lt;br&gt;14. Jointless polyurethane foamed in place gasketing.&lt;br&gt; | 50985 | 45886.50
246 | SHOEI FINISHING PVT LTD | 2024-25/01031-0 | 12/5/2024 12:00:00 AM | 12/5/2024 11:11:19 PM | Akash Chinchkar
247 | [5 empty] | 1 | Enclosure For Control Panel. &lt;br&gt;1.Eco Frame 43mm Construction in CRCA MS Sheet. &lt;br&gt;2. Size= 800W mm x 500D mm x 1700H mm. &lt;br&gt;3. Main Frame Top Bottom Welded Structure in 2.00mm thickness.&lt;br&gt;4. Component Mtg. Plate: GPSP in 2.00mm thickness .&lt;br&gt;5. Front Door: Single in 2.00mm thickness.&lt;br&gt;6. Rear Cover: in 1.5mm thickness.&lt;br&gt;7. Side Cover: in 1.5mm thickness.&lt;br&gt;8. Lock: IMP Lock,.&lt;br&gt;9. Powder Coating Shade: RAL-7035.&lt;br&gt;10. Lifting Arrangement: Eye Bolt.&lt;br&gt;11. Base: Standard Height 100mm With Thickness 3.00mm.&lt;br&gt;12. Jointless polyurethane foamed in place gasketing.&lt;br&gt; | 37622 | 33859.80
248 | REBS LUBRICATION INDIA PVT.LTD | 2024-25/01032-0 | 12/5/2024 12:00:00 AM | 12/5/2024 11:29:57 PM | Akash Chinchkar
249 | [5 empty] | 1 | Enclosure For Control Panel. &lt;br&gt;1.WMM-30 (MCC Box) Construction in CRCA MS Sheet. &lt;br&gt;2. Size= 800W mm x 300D mm x 1000H mm. &lt;br&gt;3. Welded Main Body with Top and bottom in 1.5mm in thickness.&lt;br&gt;4. Component Mtg. Plate: GPSP in 2.00mm thickness.&lt;br&gt;5. Front Door: Single in 2.00mm thickness.&lt;br&gt;6. Lock: 3-point Handle Lock.&lt;br&gt;7. Powder Coating Shade: RAL-7035 .&lt;br&gt;8. Lifting I-Bolt.&lt;br&gt;9. Jointless polyurethane foamed in place gasketing.&lt;br&gt; | 18979 | 17081.10
250 | BRIGHT-TECH Automation Private Limited | 2024-25/01033-0 | 12/6/2024 12:00:00 AM | 12/6/2024 12:01:12 PM | Akash Chinchkar
251 | [5 empty] | 1 | Enclosure For Control Panel. &lt;br&gt;1.WMM-22 Construction in CRCA MS Sheet. &lt;br&gt;2. Size= 350W mm x 150D mm x 350H mm. &lt;br&gt;3. Welded Main Body with Top and bottom in 1.5mm in thickness.&lt;br&gt;4. Component Mtg. Plate: GPSP in 2.00mm thickness.&lt;br&gt;5. Front Door: Single in 2.00mm thickness.&lt;br&gt;6. Lock: Cam Lock.&lt;br&gt;7. Powder Coating Shade: RAL-7035 .&lt;br&gt;8. Jointless polyurethane foamed in place gasketing.&lt;br&gt; | 3592 | 3232.80
252 | [5 empty] | 1 | Enclosure For Control Panel. &lt;br&gt;1.WMM-30 (MCC Box) Construction in CRCA MS Sheet. &lt;br&gt;2. Size= 350W mm x 150D mm x 350H mm. &lt;br&gt;3. Welded Main Body with Top and bottom in 1.5mm in thickness.&lt;br&gt;4. in 2.00mm thickness.&lt;br&gt;5. Front Door: Single in 2.00mm thickness.&lt;br&gt;6. Door Stiffener.&lt;br&gt;7. Lock: Cam Lock.&lt;br&gt;8. Powder Coating Shade: RAL-7035 .&lt;br&gt;9. Jointless polyurethane foamed in place gasketing.&lt;br&gt; | 9121 | 8208.90
253 | weblink test | 2024-25/01034-0 | 12/6/2024 12:00:00 AM | 12/6/2024 12:43:04 PM | Admin
254 | [5 empty] | 1 | Enclosure For Control Panel. &lt;br&gt;1.WMM-22 Construction in CRCA MS Sheet. &lt;br&gt;2. Size= 500W mm x 500D mm x 500H mm x 200B mm x 500C mm. &lt;br&gt;3. Welded Main Body with Top and bottom in 1.2mm in thickness.&lt;br&gt; | 100 | 100.00
255 | ARK Mach Tek Pvt. Ltd. Vasoli | 2024-25/01028-1 | 12/4/2024 12:00:00 AM | 12/6/2024 2:40:23 PM | Akash Chinchkar
256 | [5 empty] | 1 | Enclosure For Control Panel. &lt;br&gt;1.MFS (Modular Floor Standing Enclosure) Construction in CRCA MS Sheet. &lt;br&gt;2. Size= 1000W mm x 500D mm x 1700H mm. &lt;br&gt;3. Main frame Structure Welded in 3.00mm thickness.&lt;br&gt;4. Gland Plate: GPSP in 3.00mm thickness.&lt;br&gt;5. Component Mtg. Plate: GPSP in 3.00mm thickness .&lt;br&gt;6. Front Door: Split Glass Door in 2.00mm thickness.&lt;br&gt;7. Lock: 3-point Handle Lock,.&lt;br&gt;8. Lifting Arrangement: Eye Bolt 5.00mm thickness.&lt;br&gt;9. Micro switch bracket.&lt;br&gt;10. Tubelight Bracket.&lt;br&gt;11. Jointless polyurethane foamed in place gasketing.&lt;br&gt; | 44817 | 44817
257 | weblink test | 2024-25/01034-1 | 12/6/2024 12:00:00 AM | 12/6/2024 3:03:33 PM | Admin
258 | [5 empty] | 1 | Enclosure For Control Panel. &lt;br&gt;1.WMM-22 Construction in CRCA MS Sheet. &lt;br&gt;2. Size= 500W mm x 500D mm x 500H mm x 200B mm x 500C mm. &lt;br&gt;3. Welded Main Body with Top and bottom in 1.2mm in thickness.&lt;br&gt; | 100 | 100.00
259 | weblink test | 2024-25/01035-0 | 12/6/2024 12:00:00 AM | 12/6/2024 4:37:20 PM | Admin
260 | [5 empty] | 1 | Test | 100 | 100.00
261 | Kalyani Engineering | 2024-25/01036-0 | 12/6/2024 12:00:00 AM | 12/6/2024 4:41:29 PM | Sharvari Shirke
262 | [5 empty] | 1 | Enclosure For Control Panel. &lt;br&gt;1.PC ENCLOSURE in PC Enclosure ECO-Standing Construction in CRCA MS Sheet. &lt;br&gt;(With Monitor Compartment)&lt;br&gt;2. Size= 700W mm x 290/600D mm x 1700H mm. &lt;br&gt;3. Welded Body in 1.5mm thickness.&lt;br&gt;4. Front Door with stiffeners: Single in 1.2mm thickness.&lt;br&gt;5. Lock: Cam Lock Qty 07.&lt;br&gt;6. Base: Standard in 3.00mm thickness height 100.&lt;br&gt;7. Transparent Door: Acrylic.&lt;br&gt;8. Jointless polyurethane foamed in place gasketing.&lt;br&gt;9. Powder Coating Shade: Colour RAL-7035.&lt;br&gt; | 28408 | 25567.20
263 | [5 empty] | 1 | Enclosure For Control Panel. &lt;br&gt;1.PC ENCLOSURE in PC Enclosure ECO-Standing Construction in CRCA MS Sheet. &lt;br&gt;(Without Monitor Compartment)&lt;br&gt;2. Size= 700W mm x 600D mm x 1100H mm. &lt;br&gt;3. Welded Main Body: with Sides in 1.5mm thickness.&lt;br&gt;4. Front Door with stiffeners: Single in 1.2mm thickness.&lt;br&gt;5. Lock: Cam Lock Qty 05.&lt;br&gt;6. Base: Standard in 3.00mm thickness height 100.&lt;br&gt;7. Transparent Door: Acrylic.&lt;br&gt;8. Jointless polyurethane foamed in place gasketing.&lt;br&gt;9. Powder Coating Shade: Colour RAL-7035.&lt;br&gt; | 21536 | 19382.40
264 | SHOEI FINISHING PVT LTD | 2024-25/01031-1 | 12/5/2024 12:00:00 AM | 12/6/2024 5:51:55 PM | Akash Chinchkar
265 | [5 empty] | 1 | Enclosure For Control Panel. &lt;br&gt;1.Eco Frame 43mm Construction in CRCA MS Sheet. &lt;br&gt;2. Size= 1000W mm x 500D mm x 1700H mm. &lt;br&gt;3. Main Frame Top Bottom Welded Structure in 2.00mm thickness.&lt;br&gt;4. Component Mtg. Plate: GPSP in 2.00mm thickness .&lt;br&gt;5. Front Door: Single in 2.00mm thickness.&lt;br&gt;6. Rear Cover: in 1.5mm thickness.&lt;br&gt;7. Side Cover: in 1.5mm thickness.&lt;br&gt;8. Lock: IMP Lock,.&lt;br&gt;9. Powder Coating Shade: RAL-7035.&lt;br&gt;10. Lifting Arrangement: Eye Bolt.&lt;br&gt;11. Base: Standard Height 100mm With Thickness 3.00mm.&lt;br&gt;12. Jointless polyurethane foamed in place gasketing.&lt;br&gt; | 42092 | 37882.8
266 | Kalyani Engineering | 2024-25/01036-1 | 12/6/2024 12:00:00 AM | 12/6/2024 6:18:22 PM | Sharvari Shirke
267 | [5 empty] | 1 | Enclosure For Control Panel. &lt;br&gt;1.PC ENCLOSURE in PC Enclosure ECO-Standing Construction in CRCA MS Sheet. &lt;br&gt;(With Monitor Compartment)&lt;br&gt;2. Size= 700W mm x 290/600D mm x 1700H mm + 75mm Base. &lt;br&gt;3. Welded Body in 1.2mm thickness.&lt;br&gt;4. Front Door with stiffeners: Single in 1.2mm thickness.&lt;br&gt;5. Lock: Cam Lock Qty 06.&lt;br&gt;6. Base: Standard in 2.00mm thickness height 75mm.&lt;br&gt;7. Transparent Door: Acrylic.&lt;br&gt;8. Jointless polyurethane foamed in place gasketing.&lt;br&gt;9. Powder Coating Shade: Colour RAL-7035.&lt;br&gt; | 25764 | 23187.6
268 | [5 empty] | 1 | Enclosure For Control Panel. &lt;br&gt;1.PC ENCLOSURE in PC Enclosure ECO-Standing Construction in CRCA MS Sheet. &lt;br&gt;(Without Monitor Compartment)&lt;br&gt;2. Size= 700W mm x 600D mm x 1100H mm + 75mm Base. &lt;br&gt;3. Welded Main Body: with Sides in 1.2mm thickness.&lt;br&gt;4. Front Door with stiffeners: Single in 1.2mm thickness.&lt;br&gt;5. Lock: Cam Lock Qty 04.&lt;br&gt;6. Base: Standard in 2.00mm thickness height 75mm.&lt;br&gt;7. Transparent Door: Acrylic.&lt;br&gt;8. Jointless polyurethane foamed in place gasketing.&lt;br&gt;9. Powder Coating Shade: Colour RAL-7035.&lt;br&gt; | 19007 | 17106.3
269 | WIKA Instruments India Pvt. Ltd. | 2024-25/01037-0 | 12/6/2024 12:00:00 AM | 12/6/2024 7:03:41 PM | Akash Chinchkar
270 | [5 empty] | 1 | Enclosure For Control Panel. &lt;br&gt;1.MFS (Modular Floor Standing Enclosure) Construction in CRCA MS Sheet. &lt;br&gt;2. Size= 1000W mm x 800D mm x 2000H mm. &lt;br&gt;3. Main frame Structure Welded in 3.00mm thickness.&lt;br&gt;4. Component Mtg. Plate: GPSP in 2.00mm thickness qty In Colour Select Colour.&lt;br&gt;5. Front Door: Split in 2.00mm thickness.&lt;br&gt;6. Rear Door: Split in 2.00mm thickness.&lt;br&gt;7. Lock: IMP Lock,.&lt;br&gt;8. Rear Cover: in 1.5mm thickness .&lt;br&gt;9. Side Cover: in 1.5mm thickness .&lt;br&gt;10. Top Cover: in 1.5mm thickness .&lt;br&gt;11. Lifting Arrangement: Lifting L.&lt;br&gt;12. Base: Standard 3.00mm thickness 100mm height .&lt;br&gt;13. Jointless polyurethane foamed in place gasketing.&lt;br&gt; | 74472 | 67024.80
271 | [5 empty] | 1 | Enclosure For Control Panel. &lt;br&gt;1.WMM-22 Construction in CRCA MS Sheet. &lt;br&gt;2. Size= 500W mm x 210D mm x 500H mm. &lt;br&gt;3. Welded Main Body with Top and bottom in 1.5mm in thickness.&lt;br&gt;4. Component Mtg. Plate: GPSP in 2.00mm thickness.&lt;br&gt;5. Front Door: Single in 2.00mm thickness.&lt;br&gt;6. Lock: Cam Lock.&lt;br&gt;7. Powder Coating Shade: RAL-7035 .&lt;br&gt;8. Jointless polyurethane foamed in place gasketing.&lt;br&gt; | 5311 | 4779.90
272 | [5 empty] | 1 | Enclosure For Control Panel. &lt;br&gt;1.WMM-22 Construction in CRCA MS Sheet. &lt;br&gt;2. Size= 380W mm x 210D mm x 380H mm. &lt;br&gt;3. Welded Main Body with Top and bottom in 1.5mm in thickness.&lt;br&gt;4. Component Mtg. Plate: GPSP in 2.00mm thickness.&lt;br&gt;5. Front Door: Single in 2.00mm thickness.&lt;br&gt;6. Lock: Cam Lock.&lt;br&gt;7. Powder Coating Shade: RAL-7035 .&lt;br&gt;8. Jointless polyurethane foamed in place gasketing.&lt;br&gt; | 4228 | 3805.20
273 | EROTECK ENVIRONMENTAL PVT LTD | 2024-25/01038-0 | 12/7/2024 12:00:00 AM | 12/7/2024 1:27:31 PM | Akash Chinchkar
274 | [5 empty] | 1 | Enclosure For Control Panel. &lt;br&gt;1.WMM-30 (MCC Box) Construction in CRCA MS Sheet. &lt;br&gt;2. Size= 800W mm x 300D mm x 1000H mm. &lt;br&gt;3. Welded Main Body with Top and bottom in 1.5mm in thickness.&lt;br&gt;4. Gland Plate: Bottom Side in 3.00mm thickness.&lt;br&gt;5. Canopy: Full size in 1.5mm thickness.&lt;br&gt;6. Component Mtg. Plate: GPSP in 3.00mm thickness.&lt;br&gt;7. Front Door: Single in 2.00mm thickness.&lt;br&gt;8. Lock: Cam Lock.&lt;br&gt;9. Powder Coating Shade: RAL-7035 .&lt;br&gt;10. Lifting I-Bolt.&lt;br&gt;11. Transparent Door: Glass Door With bidding .&lt;br&gt;12. Jointless polyurethane foamed in place gasketing.&lt;br&gt; | 23287 | 20958.30
275 | EROTECK ENVIRONMENTAL PVT LTD | 2024-25/01038-1 | 12/7/2024 12:00:00 AM | 12/7/2024 4:16:15 PM | Akash Chinchkar
276 | [5 empty] | 1 | Enclosure For Control Panel. &lt;br&gt;1.WMM-30 (MCC Box) Construction in CRCA MS Sheet. &lt;br&gt;2. Size= 800W mm x 300D mm x 1000H mm. &lt;br&gt;3. Welded Main Body with Top and bottom in 2.0mm in thickness.&lt;br&gt;4. Gland Plate: Bottom Side in 3.00mm thickness.&lt;br&gt;5. Canopy: Full size in 2.0mm thickness.&lt;br&gt;6. Component Mtg. Plate: GPSP in 3.00mm thickness.&lt;br&gt;7. Front Door: Single in 2.00mm thickness.&lt;br&gt;8. Lock: Cam Lock.&lt;br&gt;9. Powder Coating Shade: RAL-7035 .&lt;br&gt;10. Lifting I-Bolt.&lt;br&gt;11. Transparent Door: Glass Door With bidding .&lt;br&gt;12. Jointless polyurethane foamed in place gasketing.&lt;br&gt; | 21000 | 21000
277 | Cemech Infra Solutions | 2024-25/01039-0 | 12/7/2024 12:00:00 AM | 12/7/2024 6:08:04 PM | Akash Chinchkar
278 | [5 empty] | 1 | Enclosure For Control Panel. &lt;br&gt;1.MFS (Modular Floor Standing Enclosure) Construction in CRCA MS Sheet. &lt;br&gt;2. Size= 800W mm x 600D mm x 1700H mm. &lt;br&gt;3. Main frame Structure Welded in 3.00mm thickness.&lt;br&gt;4. Component Mtg. Plate: GPSP in 2.00mm thickness qty In Colour Select Colour.&lt;br&gt;5. Front Door: Split in 2.00mm thickness.&lt;br&gt;6. Rear Door: Split in 2.00mm thickness.&lt;br&gt;7. Lock: IMP Lock,.&lt;br&gt;8. Side Cover: in 1.5mm thickness .&lt;br&gt;9. Top Cover: in 1.5mm thickness .&lt;br&gt;10. Lifting Arrangement: Lifting L.&lt;br&gt;11. Base: Standard 3.00mm thickness 200mm height .&lt;br&gt;12. Drawing Pocket: Standard .&lt;br&gt;13. Jointless polyurethane foamed in place gasketing.&lt;br&gt; | 52733 | 47459.70
279 | [5 empty] | 1 | Enclosure For Control Panel. &lt;br&gt;1.Eco MCC 30mm Construction in CRCA MS Sheet. &lt;br&gt;2. Size= 5000( 500+300+600+300+500+400+450+300+450+400+500+300)W mm x 500D mm x 1700H mm. &lt;br&gt;3. Main frame Structure Welded in 2.00mm in thickness.&lt;br&gt;4. Component Mtg. Plate: GPSP in 2.00mm thickness .&lt;br&gt;5. Front Door: Single in 1.5mm thickness.&lt;br&gt;6. Rear Cover: in 1.5 mm thickness.&lt;br&gt;7. Lock: Cam Lock.&lt;br&gt;8. Powder Coating Shade: RAL-7035 .&lt;br&gt;9. Lifting Arrangement: Lifting L.&lt;br&gt;10. Jointless polyurethane foamed in place gasketing.&lt;br&gt; | 585434 | 526890.60
280 | SHREE VISHWAKARMA ELECTROTECH PVT LTD | 2024-25/01040-0 | 12/8/2024 12:00:00 AM | 12/8/2024 11:46:47 AM | Akash Chinchkar
281 | [5 empty] | 1 | Enclosure For Control Panel. &lt;br&gt;1.MFS (Modular Floor Standing Enclosure) Construction in CRCA MS Sheet. &lt;br&gt;2. Size= 1200W mm x 450D mm x 1800H mm. &lt;br&gt;3. Main frame Structure Welded in 3.00mm thickness.&lt;br&gt;4. Component Mtg. Plate: GPSP in 2.00mm thickness .&lt;br&gt;5. Front Inner Door: Single in 2.00mm thickness.&lt;br&gt;6. Lock: 3-point Handle Lock,.&lt;br&gt;7. Rear Cover: in 1.5mm thickness .&lt;br&gt;8. Side Cover: in 1.5mm thickness .&lt;br&gt;9. Top Cover: in 1.5mm thickness .&lt;br&gt;10. Lifting Arrangement: Lifting L.&lt;br&gt;11. Base: Standard 3.00mm thickness 200mm height .&lt;br&gt;12. Front Transparent Door: Glassbidding less technique.&lt;br&gt;13. Canopy: Full Size 1.5mm thickness.&lt;br&gt;14. Jointless polyurethane foamed in place gasketing.&lt;br&gt; | 83780 | 75402.00
282 | S.B.Electro Engineers | 2024-25/01041-0 | 12/8/2024 12:00:00 AM | 12/8/2024 12:36:54 PM | Akash Chinchkar
283 | [5 empty] | 1 | Enclosure For Control Panel. &lt;br&gt;1.Eco Frame 43mm Construction in CRCA MS Sheet. &lt;br&gt;2. Size= 1200W mm x 600D mm x 1800H mm. &lt;br&gt;3. Main Frame Top Bottom Welded Structure in 2.00mm thickness.&lt;br&gt;4. Component Mtg. Plate: GPSP in 2.00mm thickness .&lt;br&gt;5. Front Door: Split in 2.00mm thickness.&lt;br&gt;6. Rear Cover: in 1.5mm thickness.&lt;br&gt;7. Side Cover: in 2.00mm thickness.&lt;br&gt;8. Lock: 3-point Handle Lock,.&lt;br&gt;9. Powder Coating Shade: RAL-7035.&lt;br&gt;10. Lifting Arrangement: Lifting L.&lt;br&gt;11. Base: Standard Height 100mm With Thickness 3.00mm.&lt;br&gt;12. Jointless polyurethane foamed in place gasketing.&lt;br&gt; | 48837 | 43953.30
284 | [5 empty] | 1 | Enclosure For Control Panel. &lt;br&gt;1.Eco Frame 43mm Construction in CRCA MS Sheet. &lt;br&gt;2. Size= 2400(600+600+600+600)W mm x 600D mm x 1800H mm. &lt;br&gt;3. Main Frame Top Bottom Welded Structure in 2.00mm thickness.&lt;br&gt;4. Component Mtg. Plate: GPSP in 2.00mm thickness ( Front section 1 plate full size and 1000H for another 3 section F&amp;R).&lt;br&gt;5. Front Door: Single in 2.00mm thickness.&lt;br&gt;6. Rear Door: Single in Thickness 2.00mm.&lt;br&gt;7. Side Cover: in 2.00mm thickness.&lt;br&gt;8. Lock: 3-point Handle Lock,.&lt;br&gt;9. Powder Coating Shade: RAL-7035.&lt;br&gt;10. Lifting Arrangement: Lifting L.&lt;br&gt;11. Base: Standard Height 100mm With Thickness 3.00mm.&lt;br&gt;12. Jointless polyurethane foamed in place gasketing.&lt;br&gt; | 129586 | 116627.40
285 | [5 empty] | 1 | Enclosure For Control Panel. &lt;br&gt;1.Eco Frame 43mm Construction in CRCA MS Sheet. &lt;br&gt;2. Size= 1800(600+600+600)W mm x 600D mm x 1800H mm. &lt;br&gt;3. Main Frame Top Bottom Welded Structure in 2.00mm thickness.&lt;br&gt;4. Component Mtg. Plate: GPSP in 2.00mm thickness . ( Front section 1 plate full size and 1000H for another 2 section F&amp;R).&lt;br&gt;5. Front Door: Single in 2.00mm thickness.&lt;br&gt;6. Rear Door: Single in 2.00mm Thickness.&lt;br&gt;7. Side Cover: in 2.00mm thickness.&lt;br&gt;8. Lock: 3-point Handle Lock,.&lt;br&gt;9. Powder Coating Shade: RAL-7035.&lt;br&gt;10. Lifting Arrangement: Lifting L.&lt;br&gt;11. Base: Standard Height 100mm With Thickness 3.00mm.&lt;br&gt;12. Jointless polyurethane foamed in place gasketing.&lt;br&gt; | 98278 | 88450.20
286 | EROTECK ENVIRONMENTAL PVT LTD | 2024-25/01043-0 | 12/9/2024 12:00:00 AM | 12/9/2024 1:09:16 PM | Akash Chinchkar
287 | [5 empty] | 1 | Enclosure For Control Panel. &lt;br&gt;1.MFS (Modular Floor Standing Enclosure) Construction in CRCA MS Sheet. &lt;br&gt;2. Size= 800W mm x 800D mm x 2000H mm. &lt;br&gt;3. Main frame Structure Welded in 3.00mm thickness.&lt;br&gt;4. Component Mtg. Plate: GPSP in 2.00mm thickness .&lt;br&gt;5. Front Door: Single in 2.00mm thickness.&lt;br&gt;6. Rear Door: Single in 2.00mm thickness.&lt;br&gt;7. Lock: 3-point Handle Lock,.&lt;br&gt;8. Side Cover: in 1.5mm thickness .&lt;br&gt;9. Top Cover: in 1.5mm thickness .&lt;br&gt;10. Lifting Arrangement: Lifting L.&lt;br&gt;11. Base: Standard 3.00mm thickness 100mm height .&lt;br&gt;12. Drawing Pocket: Standard .&lt;br&gt;13. Jointless polyurethane foamed in place gasketing.&lt;br&gt; | 58210 | 52389.00
288 | Manogya Enterprises | 2024-25/01044-0 | 12/9/2024 12:00:00 AM | 12/9/2024 1:12:23 PM | Akash Chinchkar
289 | [5 empty] | 1 | Enclosure For Control Panel.&lt;br&gt;1.WMM-30 (MCC Box) Construction in CRCA MS Sheet.&lt;br&gt;2. Size= 800W mm x 400D mm x 690H mm.&lt;br&gt;3. Welded Main Body with Top and bottom in 1.5mm in thickness.&lt;br&gt;4. Component Mtg. Plate: GPSP in 2.00mm thickness.&lt;br&gt;5. Front Door: Split in 2.00mm thickness.&lt;br&gt;6. Lock: Cam Lock.&lt;br&gt;7. Powder Coating Shade: RAL-7035 .&lt;br&gt;8. Lifting I-Bolt.&lt;br&gt;9. Transparent Door: Acrylic Door With bidding .&lt;br&gt;10. Jointless polyurethane foamed in place gasketing.&lt;br&gt; | 13987 | 12588.3
290 | BASE Automation Technologies Pvt. Ltd | 2024-25/01045-0 | 12/9/2024 12:00:00 AM | 12/9/2024 2:28:50 PM | Satyajeet
291 | [5 empty] | 1 | Enclosure For Control Panel.&lt;br&gt;1.PC ENCLOSURE in PC Enclosure ECO-Standing Construction in CRCA MS Sheet.&lt;br&gt;2. Size= 800W mm x 290/600D mm x 600+200+845H mm.&lt;br&gt;3. Welded Main Body: with Top and bottom in 1.2mm thickness.&lt;br&gt;4. Mounting Plate GPSP in 2.00mm thickness .&lt;br&gt;5. Front Door with stiffeners: Single in 1.2mm thickness.&lt;br&gt;6. Lock: Cam Lock .&lt;br&gt;7. Horizontal Partition: in 1.2mm thickness colour 7035.&lt;br&gt;8. Sliding Keyboard drawer with telescopic rails: in 1.2mm thickness.&lt;br&gt;9. Transparent Door: PolyCarbonate Sheet biddingless technique.&lt;br&gt;10. Base: 75mm Height &lt;br&gt;11. Filters: 4 inch. 4Qty.&lt;br&gt;12. Jointless polyurethane foamed in place gasketing.&lt;br&gt;13. Powder Coating Shade: Colour RAL-7035.&lt;br&gt;14.Corrugated box packing and wooden pallet for base. | 31613 | 28451.70
292 | [5 empty] | 1 | Enclosure For Control Panel.&lt;br&gt;1.PC ENCLOSURE in PC Enclosure ECO-Sitting Construction in CRCA MS Sheet.&lt;br&gt;2. Size= 700W mm x 290/600D mm x 1350H mm.&lt;br&gt;3. Welded Main Body: with Top and bottom in 1.2mm thickness.&lt;br&gt;4. Front Door with stiffeners: Single in 1.2mm thickness.&lt;br&gt;5. Lock: Cam Lock.&lt;br&gt;6. Horizontal Partition: in 1.5mm thickness colour 7035.&lt;br&gt;7. Sliding Keyboard drawer with telescopic rails: in 1.2mm thickness Colour 7035.&lt;br&gt;8. Transparent Door: Polycarbonate sheet biddingless technique.&lt;br&gt;9. Base : 75mm Thk.&lt;br&gt;10. Filters: 4 inch Qty 4.&lt;br&gt;11. Telescopic Rail.&lt;br&gt;12. Jointless polyurethane foamed in place gasketing.&lt;br&gt;13. Powder Coating Shade: Colour RAL-7035.&lt;br&gt;14. Corrugated box packing and wooden pallet for base. | 29352 | 26416.80
293 | BASE Automation Technologies Pvt. Ltd | 2024-25/01045-1 | 12/9/2024 12:00:00 AM | 12/9/2024 2:29:11 PM | Satyajeet
294 | [5 empty] | 1 | Enclosure For Control Panel.&lt;br&gt;1.PC ENCLOSURE in PC Enclosure ECO-Standing Construction in CRCA MS Sheet.&lt;br&gt;2. Size= 800W mm x 290/600D mm x 600+200+845H mm.&lt;br&gt;3. Welded Main Body: with Top and bottom in 1.2mm thickness.&lt;br&gt;4. Mounting Plate GPSP in 2.00mm thickness .&lt;br&gt;5. Front Door with stiffeners: Single in 1.2mm thickness.&lt;br&gt;6. Lock: Cam Lock .&lt;br&gt;7. Horizontal Partition: in 1.2mm thickness colour 7035.&lt;br&gt;8. Sliding Keyboard drawer with telescopic rails: in 1.2mm thickness.&lt;br&gt;9. Transparent Door: PolyCarbonate Sheet biddingless technique.&lt;br&gt;10. Base: 75mm Height &lt;br&gt;11. Filters: 4 inch. 4Qty.&lt;br&gt;12. Jointless polyurethane foamed in place gasketing.&lt;br&gt;13. Powder Coating Shade: Colour RAL-7035.&lt;br&gt;14.Corrugated box packing and wooden pallet for base. | 31613 | 28451.70
295 | [5 empty] | 1 | Enclosure For Control Panel.&lt;br&gt;1.PC ENCLOSURE in PC Enclosure ECO-Sitting Construction in CRCA MS Sheet.&lt;br&gt;2. Size= 800W mm x 290/600D mm x 1350H mm.&lt;br&gt;3. Welded Main Body: with Top and bottom in 1.2mm thickness.&lt;br&gt;4. Front Door with stiffeners: Single in 1.2mm thickness.&lt;br&gt;5. Lock: Cam Lock.&lt;br&gt;6. Horizontal Partition: in 1.5mm thickness colour 7035.&lt;br&gt;7. Sliding Keyboard drawer with telescopic rails: in 1.2mm thickness Colour 7035.&lt;br&gt;8. Transparent Door: Polycarbonate sheet biddingless technique.&lt;br&gt;9. Base : 75mm Thk.&lt;br&gt;10. Filters: 4 inch Qty 4.&lt;br&gt;11. Telescopic Rail.&lt;br&gt;12. Jointless polyurethane foamed in place gasketing.&lt;br&gt;13. Powder Coating Shade: Colour RAL-7035.&lt;br&gt;14. Corrugated box packing and wooden pallet for base. | 29352 | 26416.80
296 | IEEC POWER ELECTRONICS PVT LTD | 2024-25/01046-0 | 12/9/2024 12:00:00 AM | 12/9/2024 5:26:14 PM | Satyajeet
297 | [5 empty] | 1 | Enclosure For Control Panel. &lt;br&gt;1.WMM-30 (MCC Box) Construction in CRCA MS Sheet. &lt;br&gt;2. Size= 700W mm x 450D mm x 1300H mm. + 100Bmm&lt;br&gt;3. Welded Main Body with Top and bottom in 1.5mm in thickness.&lt;br&gt;4. Component Mtg. Plate: GPSP in 2.00mm thickness.&lt;br&gt;5. Front Door: Single in 2.00mm thickness.&lt;br&gt;6. Lock: Cam Lock with qty 5 Qty..&lt;br&gt;7. Powder Coating Shade: RAL-7035 .&lt;br&gt;8. Base: 3.00mm thickness and 100mm Height.&lt;br&gt;9. Jointless polyurethane foamed in place gasketing.&lt;br&gt;10. Door Stay. | 21435 | 21435.00
298 | Signode India Limited | 2024-25/01047-0 | 12/10/2024 12:00:00 AM | 12/10/2024 11:59:53 AM | Akash Chinchkar
299 | [5 empty] | 1 | Enclosure For Control Panel. &lt;br&gt;1.WMM-30 (MCC Box) Construction in SS304 Sheet. &lt;br&gt;2. Size= 380W mm x 350D mm x 600H mm. &lt;br&gt;3. Welded Main Body with Top and bottom in 1.5mm in thickness.&lt;br&gt;4. Gland Plate: Bottom Side in 2.00mm thickness.&lt;br&gt;5. Component Mtg. Plate: GPSP in 2.00mm thickness.&lt;br&gt;6. Front Door: Single in 2.00mm thickness.&lt;br&gt;7. Lock: Cam Lock.&lt;br&gt;8. Jointless polyurethane foamed in place gasketing.&lt;br&gt; | 22998 | 20698.20
300 | KIMAYA AUTOMATION PVT.LTD | 2024-25/01049-0 | 12/10/2024 12:00:00 AM | 12/10/2024 1:25:29 PM | Akash Chinchkar
301 | [5 empty] | 1 | Enclosure For Control Panel. &lt;br&gt;1.Three Piece Desk Construction in CRCA MS Sheet. &lt;br&gt;2. Size= 1200W mm x 800/400D mm x 1350H mm. &lt;br&gt;3. Welded Main Body in 2.00mm thickness.&lt;br&gt;4. Gland Plate: Bottom Side in 2.00mm thickness.&lt;br&gt;5. Component Mtg.Plate: GPSP in 2.00mm thickness .&lt;br&gt;6. Front Door: Split in 2.00mm thickness.&lt;br&gt;7. Rear side cover.&lt;br&gt;8. Lock: Cam Lock.&lt;br&gt;9. Lifting I-Bolt qty nos.&lt;br&gt;10. Base: Standard in 3.00mm thickness Height 100mm.&lt;br&gt;11. Powder Coating Shade: RAL-7035.&lt;br&gt;12. Jointless polyurethane foamed in place gasketing.&lt;br&gt; | 42292 | 40177.40
302 | weblink test | 2024-25/01050-0 | 12/10/2024 12:00:00 AM | 12/10/2024 2:36:58 PM | Admin
303 | [5 empty] | 1 | Enclosure For Control Panel. &lt;br&gt;1.JB Box Construction in CRCA MS Sheet. &lt;br&gt;2. Size= 500W mm x 500D mm x 500H mm x 200B mm x 500C mm. &lt;br&gt;3. Welded Main Body with Top and bottom in 1.2mm thickness.&lt;br&gt; | 100 | 100.00
304 | weblink test | 2024-25/01051-0 | 12/10/2024 12:00:00 AM | 12/10/2024 2:45:48 PM | Akash Chinchkar
305 | [5 empty] | 1 | Enclosure For Control Panel. &lt;br&gt;1.Select Construction in Select Sheet. &lt;br&gt;2. Size= W mm x D mm x H mm. &lt;br&gt; | 1 | 1.00
306 | weblink test | 2024-25/01052-0 | 12/10/2024 12:00:00 AM | 12/10/2024 2:48:07 PM | Admin
307 | [5 empty] | 1 | Enclosure For Control Panel. &lt;br&gt;1.JB Box Construction in CRCA MS Sheet. &lt;br&gt;2. Size= 500W mm x 500D mm x 500H mm x 200B mm x 500C mm. &lt;br&gt;3. Welded Main Body with Top and bottom in 1.2mm thickness.&lt;br&gt; | 100 | 100.00
308 | weblink test | 2024-25/01052-1 | 12/10/2024 12:00:00 AM | 12/10/2024 2:48:30 PM | Admin
309 | [5 empty] | 1 | Enclosure For Control Panel. &lt;br&gt;1.JB Box Construction in CRCA MS Sheet. &lt;br&gt;2. Size= 500W mm x 500D mm x 500H mm x 200B mm x 500C mm. &lt;br&gt;3. Welded Main Body with Top and bottom in 1.2mm thickness.&lt;br&gt; | 100 | 100.00
310 | Nikka Instrumentation Pvt.Ltd. | 2024-25/01053-0 | 12/10/2024 12:00:00 AM | 12/10/2024 6:16:51 PM | Akash Chinchkar
311 | [5 empty] | 1 | Enclosure For Control Panel. &lt;br&gt;1.WMM-30 (MCC Box) Construction in CRCA MS Sheet. &lt;br&gt;2. Size= 800W mm x 300D mm x 1200H mm. &lt;br&gt;3. Welded Main Body with Top and bottom in 1.5mm in thickness.&lt;br&gt;4. Component Mtg. Plate: GPSP in 2.00mm thickness.&lt;br&gt;5. IP 65&lt;br&gt;5. Front Door: Single in 2.00mm thickness.&lt;br&gt;6. Lock: 3-point Handle Lock.&lt;br&gt;7. Powder Coating Shade: RAL-7035 .&lt;br&gt;8. Jointless polyurethane foamed in place gasketing.&lt;br&gt; | 24549 | 22094.1
312 | Amset Automation & Controls LLP | 2024-25/01054-0 | 12/12/2024 12:00:00 AM | 12/12/2024 12:06:13 AM | Akash Chinchkar
313 | [5 empty] | 1 | Enclosure For Control Panel. &lt;br&gt;1.Modular W-Big 43 mm Construction in CRCA MS Sheet. &lt;br&gt;2. Size= 900W mm x 300D mm x 1800H mm. &lt;br&gt;3. Welded Main Body With Sides in 1.5mm in thickness.&lt;br&gt;4. Component Mtg. Plate: GPSP in 2.00mm thickness .&lt;br&gt;5. Front Door: Single in 2.00mm thickness.&lt;br&gt;6. Cable Support Angle.&lt;br&gt;7. Lock: 3-point Handle Lock,.&lt;br&gt;8. Lifting Arrangement: Eye Bolt.&lt;br&gt;9. Jointless polyurethane foamed in place gasketing.&lt;br&gt; | 91747 | 91747.00
314 | VKL Engineers | 2024-25/01055-0 | 12/12/2024 12:00:00 AM | 12/12/2024 1:44:29 PM | Satyajeet
315 | [5 empty] | 1 | Enclosure For Control Panel.&lt;br&gt;1.PC ENCLOSURE in PC Enclosure ECO-Standing Construction in CRCA MS Sheet.&lt;br&gt;2. Size= 600W mm x 290/600D mm x 600+200+845H mm.+ Caster Wheel &lt;br&gt;3. Welded Main Body: with Top and bottom in 1.2mm thickness.&lt;br&gt;4. Mounting Plate GPSP in 2.00mm thickness .&lt;br&gt;5. Front Door with stiffeners: Single in 1.2mm thickness.&lt;br&gt;6. Lock: Cam Lock .&lt;br&gt;7. Horizontal Partition: in 1.2mm thickness colour 7035.&lt;br&gt;8. Sliding Keyboard drawer with telescopic rails: in 1.2mm thickness.&lt;br&gt;9. Transparent Door: PolyCarbonate Sheet biddingless technique.&lt;br&gt;10. Caster wheel 4 Nos&lt;br&gt;11. Filters: 4 inch. 4Qty.&lt;br&gt;12. Jointless polyurethane foamed in place gasketing.&lt;br&gt;13. Powder Coating Shade: Colour RAL-7035.&lt;br&gt;14.Corrugated box packing and wooden pallet for base. | 28588 | 25729.20
316 | EE Trial | 2024-25/01056-0 | 12/13/2024 12:00:00 AM | 12/13/2024 1:43:09 PM | Sharvari Shirke
317 | [5 empty] | 1 | Enclosure For Control Panel. &lt;br&gt;1.JB Box Construction in CRCA MS Sheet. &lt;br&gt;2. Size= 1W mm x 1D mm x 1H mm. &lt;br&gt; | 1 | 1.00
318 | AMBETRONICS ENGINEERS PVT. LTD. | 2024-25/01013-2 | 12/1/2024 12:00:00 AM | 12/14/2024 11:49:23 AM | Satyajeet
319 | [5 empty] | 2 | Enclosure For Control Panel. &lt;br&gt;1.WMM-30 (MCC Box) Construction in SS304 Sheet. &lt;br&gt;2. Size= 500W mm x 450D mm x 1600H mm. +300mm Stand&lt;br&gt;3. Welded Main Body with Top and bottom in 2.00mm in thickness.&lt;br&gt;4. Gland Plate: Bottom Side in 2.00mm thickness.&lt;br&gt;5. Component Mtg. Plate: SS304 in 2.00mm thickness.&lt;br&gt;6. Front Door: Single in 2.00mm thickness.&lt;br&gt;7.Inner Door : Single in 1.6mm thickness.&lt;br&gt;7. Lock: 3-point Handle Lock with qty 2 Qty.&lt;br&gt;8. Lifting I-Bolt: with qty 4 QTY..&lt;br&gt;9. Base: 3.00mm thickness and 300mm Height.&lt;br&gt;10. Transparent Door: Polycarbonate Door With bidding .&lt;br&gt;11. Jointless polyurethane foamed in place gasketing.&lt;br&gt; | 93256 | 167860.8
320 | [5 empty] | 1 | Enclosure For Control Panel.&lt;br&gt;1.WMM-30 (MCC Box) Construction in SS316 Sheet.&lt;br&gt;2. Size= 500W mm x 450D mm x 1600H mm. +300mm Stand&lt;br&gt;3. Welded Main Body with Top and bottom in 2.00mm in thickness.&lt;br&gt;4. Gland Plate: Bottom Side in 2.00mm thickness.&lt;br&gt;5. Component Mtg. Plate: SS316 in 2.00mm thickness.&lt;br&gt;6. Front Door: Single in 2.00mm thickness.&lt;br&gt;7.Inner Door : Single in 1.6mm thickness.&lt;br&gt;7. Lock: 3-point Handle Lock with qty 2 Qty.&lt;br&gt;8. Lifting I-Bolt: with qty 4 QTY..&lt;br&gt;9. Base: 3.00mm thickness and 300mm Height.&lt;br&gt;10. Transparent Door: Polycarbonate Door With bidding .&lt;br&gt;11. Jointless polyurethane foamed in place gasketing. | 118595 | 106735.5
321 | RIO MACHINE TOOLS PVT LTD | 2024-25/01058-0 | 12/15/2024 12:00:00 AM | 12/15/2024 11:03:18 AM | Akash Chinchkar
322 | [5 empty] | 1 | Enclosure For Control Panel. &lt;br&gt;1.Eco MCC 30mm Construction in CRCA MS Sheet. &lt;br&gt;2. Size= 1200W mm x 500D mm x 1400H mm. &lt;br&gt;3. Main frame Structure Welded in 2.00mm in thickness.&lt;br&gt;4. Component Mtg. Plate: GPSP in 2.00mm thickness .&lt;br&gt;5. Front Door: Split in 2.00mm thickness.&lt;br&gt;6. Rear Cover: in 1.5 mm thickness.&lt;br&gt;7. Side Cover: in 1.5 mm thickness.&lt;br&gt;8. Lock: 3-point Handle Lock.&lt;br&gt;9. Powder Coating Shade: RAL-7035 .&lt;br&gt;10. Lifting Arrangement: Eye Bolt.&lt;br&gt;11. Base: Standard in Standard thickness Height 100mm Transparent Door With Select.&lt;br&gt;12. Jointless polyurethane foamed in place gasketing.&lt;br&gt; | 38504 | 32728.40
323 | SI Energy Ventures Pvt Ltd | 2024-25/01059-0 | 12/16/2024 12:00:00 AM | 12/16/2024 11:15:38 AM | Akash Chinchkar
324 | [5 empty] | 1 | Enclosure For Control Panel. &lt;br&gt;1.WMM-22 Construction in CRCA MS Sheet. &lt;br&gt;2. Size= 600W mm x 250D mm x 500H mm. &lt;br&gt;3. Welded Main Body with Top and bottom in 1.5mm in thickness.&lt;br&gt;4. Component Mtg. Plate: GPSP in 2.00mm thickness.&lt;br&gt;5. Wall Mtg. Bracket: Small size.&lt;br&gt;6. Front Door: Single in 2.00mm thickness.&lt;br&gt;7. Lock: Cam Lock.&lt;br&gt;8. Powder Coating Shade: RAL-7035 .&lt;br&gt;9. Transparent Door: GlassWith bidding.&lt;br&gt;10. Jointless polyurethane foamed in place gasketing.&lt;br&gt; | 8389 | 7550.10
325 | Kristl Seibt India Pvt. Ltd | 2024-25/01060-0 | 12/16/2024 12:00:00 AM | 12/16/2024 11:34:01 AM | Akash Chinchkar
326 | [5 empty] | 1 | Enclosure For Control Panel. &lt;br&gt;1.MFS (Modular Floor Standing Enclosure) Construction in CRCA MS Sheet. &lt;br&gt;2. Size= 1400(800+600)W mm x 400D mm x 2000H mm. &lt;br&gt;3. Main frame Structure Welded in 3.00mm thickness.&lt;br&gt;4. Component Mtg. Plate: GPSP in 2.00mm thickness qty In Colour Select Colour.&lt;br&gt;5. Front Door: Single in 2.00mm thickness.&lt;br&gt;6. Lock: 3-point Handle Lock,.&lt;br&gt;7. Rear Cover: in 1.5mm thickness .&lt;br&gt;8. Side Cover: in 1.5mm thickness .&lt;br&gt;9. Top Cover: in 1.5mm thickness .&lt;br&gt;10. Lifting Arrangement: Lifting L.&lt;br&gt;11. Base: Standard 3.00mm thickness 100mm height .&lt;br&gt;12. Drawing Pocket: Standard .&lt;br&gt;13. Jointless polyurethane foamed in place gasketing.&lt;br&gt; | 71422 | 64279.80
327 | TPM DEPOT | 2024-25/01061-0 | 12/16/2024 12:00:00 AM | 12/16/2024 12:00:03 PM | Akash Chinchkar
328 | [5 empty] | 1 | Enclosure For Control Panel. &lt;br&gt;1.MFS (Modular Floor Standing Enclosure) Construction in CRCA MS Sheet. &lt;br&gt;2. Size= 6400(800+800+800+800+800+800+800+800)W mm x 600D mm x 2000H mm. &lt;br&gt;3. Main frame Structure Welded in 3.00mm thickness.&lt;br&gt;4. Component Mtg. Plate: GPSP in 2.00mm thickness .&lt;br&gt;5. Front Door: Single in 2.00mm thickness.&lt;br&gt;6. Lock: IMP Lock,.&lt;br&gt;7. Rear Cover: in 1.5mm thickness .&lt;br&gt;8. Side Cover: in 1.5mm thickness .&lt;br&gt;9. Top Cover: in 1.5mm thickness .&lt;br&gt;10. Lifting Arrangement: Lifting full length L 5.00mm thickness.&lt;br&gt;11. Base: ISMC 5.00mm thickness 100mm height .&lt;br&gt;12. Micro switch bracket.&lt;br&gt;13. Tubelight Bracket.&lt;br&gt;14. Jointless polyurethane foamed in place gasketing.&lt;br&gt; | 302475 | 272227.50
329 | O.T. Processing & Packaging Solutions Pvt. Ltd. | 2024-25/01062-0 | 12/16/2024 12:00:00 AM | 12/16/2024 3:36:26 PM | Akash Chinchkar
330 | [5 empty] | 1 | Enclosure For Control Panel. &lt;br&gt;1.Eco MCC 30mm Construction in CRCA MS Sheet. &lt;br&gt;2. Size= 1200W mm x 300D mm x 900H mm. &lt;br&gt;3. Main frame Structure Welded in 1.5mm in thickness.&lt;br&gt;4. Component Mtg. Plate: GPSP in 2.00mm thickness .&lt;br&gt;5. Front Door: Split in 2.00mm thickness.&lt;br&gt;6. Rear Cover: in 1.5 mm thickness.&lt;br&gt;7. Side Cover: in 1.5 mm thickness.&lt;br&gt;8. Lock: 3-point Handle Lock.&lt;br&gt;9. Powder Coating Shade: RAL-7035 .&lt;br&gt;10. Lifting Arrangement: Eye Bolt.&lt;br&gt;11. Tubelight Bracket.&lt;br&gt;12. Jointless polyurethane foamed in place gasketing.&lt;br&gt; | 24963 | 22466.70
331 | Aster Machine Tools | 2024-25/01063-0 | 12/16/2024 12:00:00 AM | 12/16/2024 5:28:46 PM | Akash Chinchkar
332 | [5 empty] | 1 | Enclosure For Control Panel. &lt;br&gt;1.Eco Frame 43mm Construction in CRCA MS Sheet. &lt;br&gt;2. Size= 700W mm x 400D mm x 1600H mm. &lt;br&gt;3. Main Frame Top Bottom Welded Structure in 2.00mm thickness.&lt;br&gt;4. Component Mtg. Plate: GPSP Colour 7035 in 2.00mm thickness .&lt;br&gt;5. Front Door: Single in 2.00mm thickness.&lt;br&gt;6. Rear Cover: in 1.5mm thickness.&lt;br&gt;7. Side Cover: in 1.5mm thickness.&lt;br&gt;8. Lock: 3-point Handle Lock,.&lt;br&gt;9. Powder Coating Shade: RAL-7035.&lt;br&gt;10. Lifting Arrangement: Eye Bolt.&lt;br&gt;11. Base: Standard Height 100mm With Thickness 3.00mm.&lt;br&gt;12. Jointless polyurethane foamed in place gasketing.&lt;br&gt; | 30864 | 27777.60
333 | Economy Process Solutions Private Limited | 2024-25/01064-0 | 12/16/2024 12:00:00 AM | 12/16/2024 6:16:11 PM | Akash Chinchkar
334 | [5 empty] | 1 | Enclosure For Control Panel. &lt;br&gt;1.Eco MCC 30mm Construction in CRCA MS Sheet. &lt;br&gt;2. Size= 1500W mm x 400D mm x 1100H mm. &lt;br&gt;3. Main frame Structure Welded in 2.00mm in thickness.&lt;br&gt;4. Component Mtg. Plate: GPSP in 2.00mm thickness .&lt;br&gt;5. Front Door: Split in 2.00mm thickness.&lt;br&gt;6. Rear Cover: in 1.5 mm thickness.&lt;br&gt;7. Side Cover: in 1.5 mm thickness.&lt;br&gt;8. Lock: 3-point Handle Lock.&lt;br&gt;9. Powder Coating Shade: RAL-7035 .&lt;br&gt;10. Lifting Arrangement: Eye Bolt.&lt;br&gt;11. Base: 50mm Angle frame in 50mm Angle frame thickness Height 300mm Transparent Door With Select.&lt;br&gt;12. Drawing Pocket: Standard.&lt;br&gt;13. Micro switch bracket.&lt;br&gt;14. Jointless polyurethane foamed in place gasketing.&lt;br&gt; | 35850 | 30472.50
335 | ARTECH SOLUTIONS | 2024-25/01003-1 | 11/26/2024 12:00:00 AM | 12/16/2024 6:35:28 PM | Akash Chinchkar
336 | [5 empty] | 1 | Enclosure For Control Panel. &lt;br&gt;1.Eco MCC 30mm Construction in CRCA MS Sheet. &lt;br&gt;2. Size= 19000(1000+800+600+600+400+600+300+600+500+600+300+600+500+600+300+600+500+600+400+800+400+800+300+600+400+800+300+800+850+300+850+600+800W mm x 1000/800D mm x 2250H mm. &lt;br&gt;3. Main frame Structure Welded in 2.0 mm in thickness.&lt;br&gt;4. Component Mtg. Plate: GPSP in 2.00mm thickness .&lt;br&gt;5. Front Door: Single in 2.00mm thickness.&lt;br&gt;6. Rear Door: Single in 2.00mm thickness.&lt;br&gt;7. Rear Cover: in 1.5 mm thickness.&lt;br&gt;8. Lock: Cam Lock.&lt;br&gt;9. Powder Coating Shade: RAL-7035 .&lt;br&gt;10. Lifting Arrangement: Lifting full length L.&lt;br&gt;11. Base: ISMC Height 100mm .&lt;br&gt;12. Jointless polyurethane foamed in place gasketing.&lt;br&gt; | 1264058 | 1137652.2
337 | [5 empty] | 1 | Enclosure For Control Panel.&lt;br&gt;1.Eco MCC 30mm Construction in CRCA MS Sheet.&lt;br&gt;2. Size= 3500(500+300+600+600+600+300+600)w x 500/300 D x 2100H+100B&lt;br&gt;3. Main frame Structure Welded in 2.0 mm in thickness.&lt;br&gt;4. Component Mtg. Plate: GPSP in 2.00mm thickness .&lt;br&gt;5. Front Door: Single in 2.00mm thickness.&lt;br&gt;6. Rear Door: Single in 2.00mm thickness.&lt;br&gt;7. Rear Cover: in 1.5 mm thickness.&lt;br&gt;8. Lock: Cam Lock/ handel lock.&lt;br&gt;9. Powder Coating Shade: RAL-7035 .&lt;br&gt;10. Lifting Arrangement: Lifting full length L.&lt;br&gt;11. Base: ISMC Height 100mm .&lt;br&gt;12. Jointless polyurethane foamed in place gasketing.&lt;br&gt; | 305692 | 275122.80
338 | ACME AUTOMATION PVT LTD. | 2024-25/01065-0 | 12/17/2024 12:00:00 AM | 12/17/2024 12:47:59 PM | Satyajeet
339 | [5 empty] | 1 | Enclosure For Control Panel.&lt;br&gt;1.Three Piece Desk Construction in CRCA MS Sheet.&lt;br&gt;2. Size= 1200W mm x 240+750+600D mm x 1300H mm.+75 B&lt;br&gt;3. Welded Main Body in 2.00mm thickness.&lt;br&gt;4. Gland Plate: Bottom Side in 3.00mm thickness.&lt;br&gt;5. Component Mtg.Plate: GPSP in 3.00mm thickness .&lt;br&gt;6. Front Door: Single in 2.00mm thickness.&lt;br&gt;7.Rear Door : Split in 2mm Thk. &lt;br&gt;8. Door Stiffener.&lt;br&gt;9. Lock: Cam Lock. , Rear Door Handle Lock . &lt;br&gt;10. Base: Standardin 3.00mm thickness Height 75mm.&lt;br&gt;11. Filters: 4 inch Qty 2.&lt;br&gt;12. Powder Coating Shade: RAL-7035.&lt;br&gt;13. Jointless polyurethane foamed in place gasketing.&lt;br&gt; | 45263 | 45263.00
340 | Parvati Machine Tools & Services | 2024-25/01066-0 | 12/17/2024 12:00:00 AM | 12/17/2024 3:26:34 PM | Akash Chinchkar
341 | [5 empty] | 1 | Enclosure For Control Panel. &lt;br&gt;1.MFS (Modular Floor Standing Enclosure) Construction in CRCA MS Sheet. &lt;br&gt;2. Size= 1200W mm x 600D mm x 1800H mm. &lt;br&gt;3. Main frame Structure Welded in 3.00mm thickness.&lt;br&gt;4. Component Mtg. Plate: GPSP in 2.00mm thickness qty In Colour Select Colour.&lt;br&gt;5. Front Door: Split in 2.00mm thickness.&lt;br&gt;6. Lock: 3-point Handle Lock,.&lt;br&gt;7. Rear Cover: in 1.5mm thickness .&lt;br&gt;8. Side Cover: in 1.5mm thickness .&lt;br&gt;9. Top Cover: in 1.5mm thickness .&lt;br&gt;10. Lifting Arrangement: Lifting L.&lt;br&gt;11. Micro switch bracket.&lt;br&gt;12. Tubelight Bracket.&lt;br&gt;13. Jointless polyurethane foamed in place gasketing.&lt;br&gt; | 48953 | 44057.7
342 | Economy Process Solutions Private Limited | 2024-25/01064-1 | 12/16/2024 12:00:00 AM | 12/17/2024 6:32:57 PM | Akash Chinchkar
343 | [5 empty] | 1 | Enclosure For Control Panel. &lt;br&gt;1.Eco MCC 30mm Construction in CRCA MS Sheet. &lt;br&gt;2. Size= 1500W mm x 300D mm x 1100H mm. &lt;br&gt;3. Main frame Structure Welded in 2.00mm in thickness.&lt;br&gt;4. Component Mtg. Plate: GPSP in 2.00mm thickness .&lt;br&gt;5. Front Door: Split in 2.00mm thickness.&lt;br&gt;6. Rear Cover: in 1.5 mm thickness.&lt;br&gt;7. Side Cover: in 1.5 mm thickness.&lt;br&gt;8. Lock: 3-point Handle Lock.&lt;br&gt;9. Powder Coating Shade: RAL-7035 .&lt;br&gt;10. Lifting Arrangement: Eye Bolt.&lt;br&gt;11. Base: 50mm Angle frame in 50mm Angle frame thickness Height 300mm Transparent Door With Select.&lt;br&gt;12. Drawing Pocket: Standard.&lt;br&gt;13. Micro switch bracket.&lt;br&gt;14. Jointless polyurethane foamed in place gasketing.&lt;br&gt; | 35850 | 30472.50
344 | Kalyani Technoforge Ltd. | 2024-25/01067-0 | 12/17/2024 12:00:00 AM | 12/17/2024 6:50:54 PM | Akash Chinchkar
345 | [5 empty] | 1 | Enclosure For Control Panel. &lt;br&gt;1.Eco MCC 30mm Construction in CRCA MS Sheet. &lt;br&gt;2. Size= 800W mm x 400D mm x 1600H mm. &lt;br&gt;3. Main frame Structure Welded in 2.00mm in thickness.&lt;br&gt;4. Component Mtg. Plate: GPSP in 2.00mm thickness .&lt;br&gt;5. Front Door: Single in 2.00mm thickness.&lt;br&gt;6. Rear Cover: in 1.5 mm thickness.&lt;br&gt;7. Side Cover: in 1.5 mm thickness.&lt;br&gt;8. Lock: 3-point Handle Lock.&lt;br&gt;9. Powder Coating Shade: RAL-7035 .&lt;br&gt;10. Lifting Arrangement: Eye Bolt.&lt;br&gt;11. Tubelight Bracket.&lt;br&gt;12. Micro switch bracket.&lt;br&gt;13. Jointless polyurethane foamed in place gasketing.&lt;br&gt; | 29670 | 26703.00
346 | ARTECH SOLUTIONS | 2024-25/01003-2 | 11/26/2024 12:00:00 AM | 12/17/2024 8:11:12 PM | Akash Chinchkar
347 | [5 empty] | 1 | Enclosure For Control Panel. &lt;br&gt;1.Eco MCC 30mm Construction in CRCA MS Sheet. &lt;br&gt;2. Size= 19000(1000+800+600+600+400+600+300+600+500+600+300+600+500+600+300+600+500+600+400+800+400+800+300+600+400+800+300+800+850+300+850+600+800W mm x 1000/800D mm x 2250H mm. &lt;br&gt;3. Main frame Structure Welded in 2.0 mm in thickness.&lt;br&gt;4. Component Mtg. Plate: GPSP in 2.00mm thickness .&lt;br&gt;5. Front Door: Single in 2.00mm thickness.&lt;br&gt;6. Rear Door: Single in 2.00mm thickness.&lt;br&gt;7. Rear Cover: in 1.5 mm thickness.&lt;br&gt;8. Lock: Cam Lock.&lt;br&gt;9. Powder Coating Shade: RAL-7035 .&lt;br&gt;10. Lifting Arrangement: Lifting full length L.&lt;br&gt;11. Base: ISMC Height 100mm .&lt;br&gt;12. Jointless polyurethane foamed in place gasketing.&lt;br&gt; | 1264058 | 1137652.2
348 | [5 empty] | 1 | Enclosure For Control Panel.&lt;br&gt;1.Eco MCC 30mm Construction in CRCA MS Sheet.&lt;br&gt;2. Size= 3500(500+300+600+600+600+300+600)w x 500/300 D x 2100H+100B&lt;br&gt;3. Main frame Structure Welded in 2.0 mm in thickness.&lt;br&gt;4. Component Mtg. Plate: GPSP in 2.00mm thickness .&lt;br&gt;5. Front Door: Single in 2.00mm thickness.&lt;br&gt;6. Rear Door: Single in 2.00mm thickness.&lt;br&gt;7. Rear Cover: in 1.5 mm thickness.&lt;br&gt;8. Lock: Cam Lock/ handel lock.&lt;br&gt;9. Powder Coating Shade: RAL-7035 .&lt;br&gt;10. Lifting Arrangement: Lifting full length L.&lt;br&gt;11. Base: ISMC Height 100mm .&lt;br&gt;12. Jointless polyurethane foamed in place gasketing.&lt;br&gt; | 248074 | 223266.6
349 | SHOEI FINISHING PVT LTD | 2024-25/01031-2 | 12/5/2024 12:00:00 AM | 12/18/2024 4:42:27 AM | Akash Chinchkar
350 | [5 empty] | 1 | Enclosure For Control Panel. &lt;br&gt;1.Eco Frame 43mm Construction in CRCA MS Sheet. &lt;br&gt;2. Size= 1000W mm x 500D mm x 1500H mm. &lt;br&gt;3. Main Frame Top Bottom Welded Structure in 2.00mm thickness.&lt;br&gt;4. Component Mtg. Plate: GPSP in 2.00mm thickness .&lt;br&gt;5. Front Door: Single in 2.00mm thickness.&lt;br&gt;6. Rear Cover: in 1.5mm thickness.&lt;br&gt;7. Side Cover: in 1.5mm thickness.&lt;br&gt;8. Lock: IMP Lock,.&lt;br&gt;9. Powder Coating Shade: RAL-7035.&lt;br&gt;10. Lifting Arrangement: Eye Bolt.&lt;br&gt;11. Base: Standard Height 100mm With Thickness 3.00mm.&lt;br&gt;12. Jointless polyurethane foamed in place gasketing.&lt;br&gt; | 38977 | 35079.3
351 | Envision Automation LLP | 2024-25/01068-0 | 12/18/2024 12:00:00 AM | 12/18/2024 3:19:27 PM | Admin
352 | [5 empty] | 1 | Enclosure For Control Panel. &lt;br&gt;1.Modular W-Big 43 mm Construction in CRCA MS Sheet. &lt;br&gt;2. Size= 1200W mm x 450D mm x 1400H mm x 300mm Base Stand x 100mm Canopy. &lt;br&gt;3. Welded Main Body With Sides in 2.00mm in thickness.&lt;br&gt;4. Gland Plate: Bottom Side in 2.00mm Thickness.&lt;br&gt;5. Component Mtg. Plate: GPSP in 2.00mm thickness .&lt;br&gt;6. Front Door: Split in 2.00mm thickness.&lt;br&gt;7. Lock: 3-point Handle Lock,Qty: 02 + 04 Nos on inner doors.&lt;br&gt;8. Powder Coating RAL-7035.&lt;br&gt;9. Lifting Arrangement: Eye Bolt.&lt;br&gt;10. Base: Standard Height 300mm.&lt;br&gt;11. Transparent Door: Glass in 5.00mm thickness biddingless technique.&lt;br&gt;12. Canopy: Full Size in 2.0mm thickness.&lt;br&gt;13. Jointless polyurethane foamed in place gasketing.&lt;br&gt;14. 700 height inner doors two numbers. | 48500 | 43650
353 | Parvati Machine Tools & Services | 2024-25/01070-0 | 12/18/2024 12:00:00 AM | 12/18/2024 5:50:11 PM | Akash Chinchkar
354 | [5 empty] | 1 | Enclosure For Control Panel. &lt;br&gt;1.MFS (Modular Floor Standing Enclosure) Construction in CRCA MS Sheet. &lt;br&gt;2. Size= 2000(1000+1000)W mm x 600D mm x 100H mm. &lt;br&gt;3. Main frame Structure Welded in 3.00mm thickness.&lt;br&gt;4. Component Mtg. Plate: GPSP in 3.00mm thickness qty In Colour Select Colour.&lt;br&gt;5. Front Door: Split in 2.00mm thickness.&lt;br&gt;6. Lock: 3-point Handle Lock,.&lt;br&gt;7. Rear Cover: in 1.5mm thickness .&lt;br&gt;8. Side Cover: in 1.5mm thickness .&lt;br&gt;9. Top Cover: in 1.5mm thickness .&lt;br&gt;10. Lifting Arrangement: Eye Bolt.&lt;br&gt;11. Micro switch bracket.&lt;br&gt;12. Tubelight Bracket.&lt;br&gt;13. Jointless polyurethane foamed in place gasketing.&lt;br&gt; | 56801 | 48280.85
355 | Guidesols Infosolutions | 2024-25/01071-0 | 12/18/2024 12:00:00 AM | 12/18/2024 7:26:42 PM | Akash Chinchkar
356 | [5 empty] | 1 | Enclosure For Control Panel.&lt;br&gt;1.PC ENCLOSURE in Shop Floor PC Enclosure Standing Construction in CRCA MS Sheet.&lt;br&gt;2. Size= 700W mm x 600D mm x 1700H mm.&lt;br&gt;3. Main Frame Structure Welded in 3.00mm thickness.&lt;br&gt;4. Bottom Cover: GPSP : in 2.00mm thickness.&lt;br&gt;5. in GPSP in thickness 2.00mm.&lt;br&gt;6. Front Door: Single in 2.00mm thickness.&lt;br&gt;7. Rear Door: Single in 2.00mm thickness.&lt;br&gt;8. Lock: 3-point Handle Lock.&lt;br&gt;9. Side Cover: in 1.5mm thickness.&lt;br&gt;10. Top Cover: in 1.5mm thickness.&lt;br&gt;11. Horizontal Partition: in thickness 1.5mm.&lt;br&gt;12. Powder Coating Shade: RAL-7035.&lt;br&gt;13. Lifting Arrangement: Eye Bolt.&lt;br&gt;14. Caster Wheels: size 4&quot; resolving qty 4 .&lt;br&gt;15. Drawing Pocket: Standard.&lt;br&gt;16. Filters: 4 inch with Qty 4.&lt;br&gt;19. Gas spring for Monitor door.&lt;br&gt;20. Aluminium Extrusion For Monitor door.&lt;br&gt;21. Jointless polyurethane foamed in place gasketing.&lt;br&gt; | 48112 | 43300.80
357 | weblink test | 2024-25/01072-0 | 12/19/2024 12:00:00 AM | 12/19/2024 3:32:00 PM | Admin
358 | [5 empty] | 20 | Enclosure For Control Panel. &lt;br&gt;1.JB Box Construction in CRCA MS Sheet. &lt;br&gt;2. Size= 12W mm x 536D mm x 90H mm x 90B mm x 30C mm. &lt;br&gt;3. Welded Main Body with Top and bottom in 1.2mm thickness.&lt;br&gt;4. Gland Plate:Bottom Side in 1.2mm thickness.&lt;br&gt;5. Front Screwed Cover in 1.2mm thickness.&lt;br&gt; | 600 | 12000.00
359 | weblink test | 2024-25/01073-0 | 12/19/2024 12:00:00 AM | 12/19/2024 4:09:20 PM | Admin
360 | [5 empty] | 30 | Enclosure For Control Panel. &lt;br&gt;1.MFS (Modular Floor Standing Enclosure) Construction in CRCA MS Sheet. &lt;br&gt;2. Size= 12W mm x 536D mm x 90H mm x 90B mm x 30C mm. &lt;br&gt;3. Main frame Structure Welded in 2.00mm thickness.&lt;br&gt;4. Bottom Cover: GPSP in 2.00mm thickness.&lt;br&gt;5. Gland Plate: LH GPSP in 1.5mm thickness.&lt;br&gt; | 6000 | 180000.00
361 | weblink test | 2024-25/01074-0 | 12/19/2024 12:00:00 AM | 12/19/2024 4:13:02 PM | Admin
362 | [5 empty] | 10 | Enclosure For Control Panel. &lt;br&gt;1.WMM-22 Construction in SS304 Sheet. &lt;br&gt;2. Size= 12W mm x 536D mm x 90H mm x 90B mm x 30C mm. &lt;br&gt;3. Welded Main Body with Top and bottom in 1.2mm in thickness.&lt;br&gt;4. Gland Plate: Bottom Side in 1.2mm thickness.&lt;br&gt; | 700 | 7000.00
363 | S.P.Engineers | 2024-25/01075-0 | 12/20/2024 12:00:00 AM | 12/20/2024 11:32:51 AM | Satyajeet
364 | [5 empty] | 1 | Enclosure For Control Panel. &lt;br&gt;1.WMM-22 Construction in CRCA MS Sheet. &lt;br&gt;2. Size= 400W mm x 200D mm x 400H mm. &lt;br&gt;3. Welded Main Body with Top and bottom in 1.5mm in thickness.&lt;br&gt;4. Component Mtg. Plate: GPSP in 2.00mm thickness.&lt;br&gt;5. Front Door: Single in 2.00mm thickness.&lt;br&gt;6. Lock: Cam Lock with qty 2 QTY.&lt;br&gt;7. Powder Coating Shade: RAL-7035 .&lt;br&gt;8. Jointless polyurethane foamed in place gasketing.&lt;br&gt; | 3500 | 3500.00
365 | WTE Infra Projects Pvt. Ltd. | 2024-25/01076-0 | 12/20/2024 12:00:00 AM | 12/20/2024 11:39:12 AM | Akash Chinchkar
366 | [5 empty] | 1 | Enclosure For Control Panel. &lt;br&gt;1.MFS (Modular Floor Standing Enclosure) Construction in CRCA MS Sheet. &lt;br&gt;2. Size= 1000W mm x 800D mm x 2000H mm. &lt;br&gt;3. Main frame Structure Welded in 3.00mm thickness.&lt;br&gt;4. Component Mtg. Plate: GPSP in 2.00mm thickness qty In Colour Select Colour.&lt;br&gt;5. Front Door: Split in 2.00mm thickness.&lt;br&gt;6. Rear Door: Split in 2.00mm thickness.&lt;br&gt;7. Lock: IMP Lock,.&lt;br&gt;8. Side Cover: in 1.5mm thickness .&lt;br&gt;9. Top Cover: in 1.5mm thickness .&lt;br&gt;10. Lifting Arrangement: Lifting L.&lt;br&gt;11. Base: Standard 3.00mm thickness 100mm height .&lt;br&gt;12. Drawing Pocket: Standard .&lt;br&gt;13. Micro switch bracket.&lt;br&gt;14. Tubelight Bracket.&lt;br&gt;15. Jointless polyurethane foamed in place gasketing.&lt;br&gt; | 65945 | 56053.25
367 | SHOEI FINISHING PVT LTD | 2024-25/01077-0 | 12/20/2024 12:00:00 AM | 12/20/2024 11:48:10 AM | Akash Chinchkar
368 | [5 empty] | 1 | Enclosure For Control Panel.&lt;br&gt;1.Eco Frame 43mm Construction in CRCA MS Sheet.&lt;br&gt;2. Size= (600+1200+1200+800) 3800W mm x 500D mm x 1900H mm. +100B&lt;br&gt;3. Main Frame Top Bottom Welded Structure in 2.00mm thickness.&lt;br&gt;4. Component Mtg. Plate: GPSP in 2.00mm thickness .&lt;br&gt;5. Front Door: Single 600W and 800W , 1200W Split in 2.00mm thickness.&lt;br&gt;6. Lock: IMP Lock,.&lt;br&gt;7. Rear Cover: in 1.5mm thickness .&lt;br&gt;8. Side Cover: in 1.5mm thickness .&lt;br&gt;9. Lifting Arrangement: Lifting L.&lt;br&gt;10. Base: Standard 3.00mm thickness 100mm height .&lt;br&gt;11. Drawing Pocket: Standard .&lt;br&gt;12. Micro switch bracket.&lt;br&gt;13. Tubelight Bracket.&lt;br&gt;14. Jointless polyurethane foamed in place gasketing. | 161012 | 144910.8
369 | FORI AUTOMATION INDIA PVT LTD | 2024-25/01078-0 | 12/20/2024 12:00:00 AM | 12/20/2024 4:07:33 PM | Akash Chinchkar
370 | [5 empty] | 1 | Enclosure For Control Panel. &lt;br&gt;1.WMM-22 Construction in SS316 Sheet. &lt;br&gt;2. Size= 300W mm x 300D mm x 300H mm. &lt;br&gt;3. Welded Main Body with Top and bottom in 1.5mm in thickness.&lt;br&gt;4. Component Mtg. Plate: GPSP in 2.00mm thickness.&lt;br&gt;5. Wall Mtg. Bracket: Small size.&lt;br&gt;6. Front Door: Single in 2.00mm thickness.&lt;br&gt;7. Lock: Cam Lock.&lt;br&gt;8. Powder Coating Shade: RAL-7035 .&lt;br&gt;9. Jointless polyurethane foamed in place gasketing.&lt;br&gt; | 3900 | 3705.00
371 | FORI AUTOMATION INDIA PVT LTD | 2024-25/01078-1 | 12/20/2024 12:00:00 AM | 12/20/2024 4:10:25 PM | Akash Chinchkar
372 | [5 empty] | 1 | Enclosure For Control Panel. &lt;br&gt;1.WMM-22 Construction in CRCA Sheet. &lt;br&gt;2. Size= 300W mm x 300D mm x 300H mm. &lt;br&gt;3. Welded Main Body with Top and bottom in 1.5mm in thickness.&lt;br&gt;4. Component Mtg. Plate: GPSP in 2.00mm thickness.&lt;br&gt;5. Wall Mtg. Bracket: Small size.&lt;br&gt;6. Front Door: Single in 2.00mm thickness.&lt;br&gt;7. Lock: Cam Lock.&lt;br&gt;8. Powder Coating Shade: RAL-7035 .&lt;br&gt;9. Jointless polyurethane foamed in place gasketing.&lt;br&gt; | 3900 | 3705.00
373 | Envision Automation LLP | 2024-25/01081-0 | 12/21/2024 12:00:00 AM | 12/21/2024 12:08:29 PM | Admin
374 | [5 empty] | 1 | Enclosure For Control Panel. &lt;br&gt;1.WMM-30 (MCC ) Construction in CRCA MS Sheet. &lt;br&gt;2. Size= 1800(350+350+350+400+350)W mm x 450(350+100)D mm x 1300(1200+100)H mm + 300mm Angle stand. &lt;br&gt;3. Welded Main Body with Top and bottom in 2.00mm in thickness.&lt;br&gt;4. Gland Plate: Bottom Side in 2.00mm thickness.&lt;br&gt;5. Canopy: Full size in 2.00mm thickness.&lt;br&gt;6. Component Mtg. Plate: GPSP in 3.00mm thickness.&lt;br&gt;7. Front Door: Single in 2.00mm thickness.&lt;br&gt;8. Doors with Stiffeners.&lt;br&gt;9. Lock: Cam Lock with qty 16 + Handle locks on outer doors 02 Nos.&lt;br&gt;10. Powder Coating Shade: RAL-7035 .&lt;br&gt;11. Lifting 65x65 L angle 6.00 thk full length.&lt;br&gt;12. Base stand: 6.00mm thickness and 300mm Height.&lt;br&gt;13. Jointless polyurethane foamed in place gasketing.&lt;br&gt;&lt;br&gt;IP-66 Outdoor duty with hinges and external hardware in SS-304.&lt;br&gt; | 145000 | 130500.00
375 | FLUIDYME PROCESS FLOW TECHNOLOGIES | 2024-25/01082-0 | 12/21/2024 12:00:00 AM | 12/21/2024 12:25:54 PM | Satyajeet
376 | [5 empty] | 1 | Enclosure For Control Panel.&lt;br&gt;1.Single Piece Desk Construction in CRCA MS Sheet.&lt;br&gt;2. Size= 600W mm x 480D mm x 985H mm. +100B&lt;br&gt;3. Welded Main Body in 1.5mm thickness.&lt;br&gt;4. Component Mtg. Plate: GPSP in 2.00mm thickness .&lt;br&gt;5. Front Door: Single in 2.00mm thickness.&lt;br&gt;6. Lock: Cam Lock Qty 4&lt;br&gt;7. Base: Standard in 3.00mm thickness Height 100mm.&lt;br&gt;8. Powder Coating Shade: RAL-7035.&lt;br&gt;9. Jointless polyurethane foamed in place gasketing.&lt;br&gt;10.Gas Spring. | 16512 | 14860.80
377 | GRIP MECHATRONICS PVT LTD | 2024-25/01083-0 | 12/21/2024 12:00:00 AM | 12/21/2024 4:34:31 PM | Satyajeet
378 | [5 empty] | 1 | Enclosure For Control Panel. &lt;br&gt;1.WMM-22 Construction in CRCA MS Sheet. &lt;br&gt;2. Size= 300W mm x 150D mm x 300H mm. &lt;br&gt;3. Welded Main Body with Top and bottom in 1.5mm in thickness.&lt;br&gt;4. Component Mtg. Plate: GPSP in 3.00mm thickness.&lt;br&gt;5. Front Door: Single in 2.00mm thickness.&lt;br&gt;6. Powder Coating Shade: RAL-7035 .&lt;br&gt;7. Jointless polyurethane foamed in place gasketing.&lt;br&gt; | 3461 | 3114.90
379 | Swastik Engitech Pvt Ltd | 2024-25/0939-2 | 11/1/2024 12:00:00 AM | 12/23/2024 11:45:12 AM | Akash Chinchkar
380 | [5 empty] | 1 | Enclosure For Control Panel. &lt;br&gt;1.MFS (Modular Floor Standing Enclosure) Construction in CRCA MS Sheet. &lt;br&gt;2. Size= (1200+1200)W mm x 600D mm x 2000H mm. &lt;br&gt;3. Main frame Structure Welded in 3.00mm thickness.&lt;br&gt;4. Bottom Cover: GPSP in 2.00mm thickness.&lt;br&gt;5. Component Mtg. Plate: GPSP in 2.00mm thickness qty In Colour Select Colour.&lt;br&gt;6. Front Door: Split in 2.00mm thickness.&lt;br&gt;7. Lock: 3-point Handle Lock,.&lt;br&gt;8. Side Cover &amp; rear cover : in 1.5mm thickness .&lt;br&gt;9. Top Cover: in 1.5mm thickness .&lt;br&gt;10. Lifting Arrangement: Lifting L.&lt;br&gt;11. Base: Standard 3.00mm thickness 100mm height .&lt;br&gt;12. Drawing Pocket: Standard colour 7035.&lt;br&gt;13. Micro switch bracket.&lt;br&gt;14. Tubelight Bracket.&lt;br&gt;15. Jointless polyurethane foamed in place gasketing.&lt;br&gt; | 133310 | 113313.5
381 | Swastik Engitech Pvt Ltd | 2024-25/0939-3 | 11/1/2024 12:00:00 AM | 12/23/2024 11:46:12 AM | Akash Chinchkar
382 | [5 empty] | 1 | Enclosure For Control Panel. &lt;br&gt;1.MFS (Modular Floor Standing Enclosure) Construction in CRCA MS Sheet. &lt;br&gt;2. Size= (1200+1200)W mm x 800D mm x 2000H mm. &lt;br&gt;3. Main frame Structure Welded in 3.00mm thickness.&lt;br&gt;4. Bottom Cover: GPSP in 2.00mm thickness.&lt;br&gt;5. Component Mtg. Plate: GPSP in 2.00mm thickness qty In Colour Select Colour.&lt;br&gt;6. Front Door: Split in 2.00mm thickness.&lt;br&gt;7. Lock: IMP Lock,.&lt;br&gt;8. Side Cover &amp; rear cover : in 1.5mm thickness .&lt;br&gt;9. Top Cover: in 1.5mm thickness .&lt;br&gt;10. Lifting Arrangement: Lifting L.&lt;br&gt;11. Base: Standard 3.00mm thickness 100mm height .&lt;br&gt;12. Drawing Pocket: Standard colour 7035.&lt;br&gt;13. Micro switch bracket.&lt;br&gt;14. Tubelight Bracket.&lt;br&gt;15. Jointless polyurethane foamed in place gasketing.&lt;br&gt; | 133310 | 113313.5
383 | Actuate Controls | 2024-25/01084-0 | 12/23/2024 12:00:00 AM | 12/23/2024 12:16:20 PM | Akash Chinchkar
384 | [5 empty] | 1 | Enclosure For Control Panel. &lt;br&gt;1.WMM-30 (MCC Box) Construction in CRCA MS Sheet. &lt;br&gt;2. Size= 700W mm x 400D mm x 1700H mm. &lt;br&gt;3. Welded Main Body with Top and bottom in 1.5mm in thickness.&lt;br&gt;4. Gland Plate: Bottom Side in 3.00mm thickness.&lt;br&gt;5. Component Mtg. Plate: GPSP in 2.00mm thickness.&lt;br&gt;6. Front Door: Single in 2.00mm thickness.&lt;br&gt;7. Lock: 3-point Handle Lock.&lt;br&gt;8. Powder Coating Shade: RAL-7035 .&lt;br&gt;9. Lifting I-Bolt: with qty 2.&lt;br&gt;10. Jointless polyurethane foamed in place gasketing.&lt;br&gt; | 17000 | 17000
385 | ARTECH SOLUTIONS | 2024-25/01086-0 | 12/23/2024 12:00:00 AM | 12/23/2024 12:58:58 PM | Akash Chinchkar
386 | [5 empty] | 2 | Enclosure For Control Panel. &lt;br&gt;1.Eco Frame 43mm Construction in CRCA MS Sheet. &lt;br&gt;2. Size= 1100W mm x 400D mm x 1800H mm. &lt;br&gt;3. Main Frame Top Bottom Welded Structure in 2.00mm thickness.&lt;br&gt;4. Bottom Gland Plate: in 3.00mm thickness.&lt;br&gt;5. Component Mtg. Plate: GPSP in 2.00mm thickness .&lt;br&gt;6. Front Door: Split in 2.00mm thickness.&lt;br&gt;7. Rear Cover: in 1.5mm thickness.&lt;br&gt;8. Side Cover: in 1.5mm thickness.&lt;br&gt;9. Lock: 3-point Handle Lock,Qty:1.&lt;br&gt;10. Powder Coating Shade: RAL-7035.&lt;br&gt;11. Lifting Arrangement: Lifting L.&lt;br&gt;12. Base: Standard Height 300mm.&lt;br&gt;13. Canopy: Full Size in 1.5mm thickness.&lt;br&gt;14. Jointless polyurethane foamed in place gasketing.&lt;br&gt; | 51735 | 87949.50
387 | FORI AUTOMATION INDIA PVT LTD | 2024-25/01078-2 | 12/20/2024 12:00:00 AM | 12/23/2024 3:18:46 PM | Akash Chinchkar
388 | [5 empty] | 1 | Enclosure For Control Panel. &lt;br&gt;1.WMM-22 Construction in CRCA Sheet. &lt;br&gt;2. Size= 300W mm x 300D mm x 300H mm. &lt;br&gt;3. Welded Main Body with Top and bottom in 1.5mm in thickness.&lt;br&gt;4. Component Mtg. Plate: GPSP in 2.00mm thickness.&lt;br&gt;5. Wall Mtg. Bracket: Small size.&lt;br&gt;6. Front Door: Single in 2.00mm thickness.&lt;br&gt;7. Lock: Cam Lock.&lt;br&gt;8. Powder Coating Shade: RAL-7035 .&lt;br&gt;9. Jointless polyurethane foamed in place gasketing.&lt;br&gt; | 3900 | 3705.00
389 | [5 empty] | 1 | Enclosure For Control Panel. &lt;br&gt;1.WMM-22 Construction in CRCA MS Sheet. &lt;br&gt;2. Size= 300W mm x 210D mm x 400H mm. &lt;br&gt;3. Welded Main Body with Top and bottom in 1.5mm in thickness.&lt;br&gt;4. Component Mtg. Plate: GPSP in 2.00mm thickness.&lt;br&gt;5. Front Door: Single in 2.00mm thickness.&lt;br&gt;6. Lock: Cam Lock.&lt;br&gt;7. Powder Coating Shade: RAL-7035 .&lt;br&gt;8. Jointless polyurethane foamed in place gasketing.&lt;br&gt; | 4197 | 3987.15
390 | TPM DEPOT | 2024-25/01087-0 | 12/23/2024 12:00:00 AM | 12/23/2024 6:35:43 PM | Akash Chinchkar
391 | [5 empty] | 1 | Enclosure For Control Panel. &lt;br&gt;1.WMM-22 Construction in CRCA MS Sheet. &lt;br&gt;2. Size= 500W mm x 250D mm x 600H mm. &lt;br&gt;3. Welded Main Body with Top and bottom in 1.5mm in thickness.&lt;br&gt;4. Gland Plate: Bottom Side in 2.00mm thickness.&lt;br&gt;5. Component Mtg. Plate: GPSP in 2.00mm thickness.&lt;br&gt;6. Front Door: Single in 2.00mm thickness.&lt;br&gt;7. Lock: Cam Lock.&lt;br&gt;8. Powder Coating Shade: RAL-7035 .&lt;br&gt;9. Jointless polyurethane foamed in place gasketing.&lt;br&gt; | 6768 | 6091.20
392 | [5 empty] | 1 | Enclosure For Control Panel. &lt;br&gt;1.WMM-22 Construction in CRCA MS Sheet. &lt;br&gt;2. Size= 500W mm x 250D mm x 500H mm. &lt;br&gt;3. Welded Main Body with Top and bottom in 1.5mm in thickness.&lt;br&gt;4. Gland Plate: Bottom Side in 2.00mm thickness.&lt;br&gt;5. Component Mtg. Plate: GPSP in 2.00mm thickness.&lt;br&gt;6. Front Door: Single in 2.00mm thickness.&lt;br&gt;7. Lock: Cam Lock.&lt;br&gt;8. Powder Coating Shade: RAL-7035 .&lt;br&gt;9. Jointless polyurethane foamed in place gasketing.&lt;br&gt; | 6188 | 5569.20
393 | [5 empty] | 1 | Enclosure For Control Panel. &lt;br&gt;1.WMM-30 (MCC Box) Construction in CRCA MS Sheet. &lt;br&gt;2. Size= 500W mm x 250D mm x 500H mm. &lt;br&gt;3. Welded Main Body with Top and bottom in 1.5mm in thickness.&lt;br&gt;4. Component Mtg. Plate: GPSP in 2.00mm thickness.&lt;br&gt;5. Front Door: Split in 2.00mm thickness.&lt;br&gt;6. Lock: Mini Lock.&lt;br&gt;7. Powder Coating Shade: RAL-7035 .&lt;br&gt;8. Jointless polyurethane foamed in place gasketing.&lt;br&gt; | 15427 | 13884.30
394 | IAV INTEGRAL SOLUTIONS PVT. LTD. | 2024-25/01088-0 | 12/24/2024 12:00:00 AM | 12/24/2024 10:22:44 AM | Akash Chinchkar
395 | [5 empty] | 1 | Enclosure For Control Panel. &lt;br&gt;1.Three Piece Desk Construction in CRCA MS Sheet. &lt;br&gt;2. Size= 1600(800+800)W mm x 700D mm x 1600H mm. &lt;br&gt;3. Welded Main Body in 1.5mm thickness.&lt;br&gt;4. Component Mtg.Plate: GPSP in 2.00mm thickness .&lt;br&gt;5. Rear Door: Single in 2.00mm thickness with 3point handel lock&lt;br&gt;6. Lock: Front door Cam Lock.&lt;br&gt;7. Lifting I-Bolt qty 2nos.&lt;br&gt;8. Base: ISMC in 3.00mm thickness Height 75mm.&lt;br&gt;9. Anti-vibration pad: in 15mm thickness.&lt;br&gt;10. Caster Wheel: in size 3&quot; Inch Resolving Qty 2 with Fixed Qty 2 .&lt;br&gt;11. Powder Coating Shade: RAL-7035.&lt;br&gt;12. Jointless polyurethane foamed in place gasketing.&lt;br&gt;13. Top door SS 304&lt;br&gt;14. Gaspring 4qty&lt;br&gt; | 84560 | 76104.00
396 | Resolution | 2024-25/01089-0 | 12/24/2024 12:00:00 AM | 12/24/2024 5:47:15 PM | Akash Chinchkar
397 | [5 empty] | 1 | Enclosure For Control Panel. &lt;br&gt;1.WMM-22 Construction in CRCA MS Sheet. &lt;br&gt;2. Size= 800W mm x 300D mm x 800H mm. &lt;br&gt;3. Welded Main Body with Top and bottom in 1.5mm in thickness.&lt;br&gt;4. Gland Plate: Bottom Side in 2.00mm thickness.&lt;br&gt;5. Canopy: Full size in 1.5mm thickness.&lt;br&gt;6. Component Mtg. Plate: GPSP in 2.00mm thickness.&lt;br&gt;7. Wall Mtg. Bracket: Small size.&lt;br&gt;8. Front Door: Single in 2.00mm thickness.&lt;br&gt;9. Lock: Cam Lock.&lt;br&gt;10. Powder Coating Shade: RAL-7035 .&lt;br&gt;11. HMI door&lt;br&gt;12. Jointless polyurethane foamed in place gasketing.&lt;br&gt; | 13839 | 11763.15
398 | VIAK INDIA | 2024-25/01090-0 | 12/25/2024 12:00:00 AM | 12/25/2024 12:47:22 PM | Satyajeet
399 | [5 empty] | 1 | Part Of enclosures &lt;br&gt;050 Support Profile - 1000 mm ARM050.100 | 2303 | 2072.70
400 | [5 empty] | 1 | Part of enclosures&lt;br&gt;Rotatable Panel Adaptor Vertical ARM050.830 | 3838 | 3454.20
401 | [5 empty] | 1 | Part of enclosures&lt;br&gt;Rotatable Top Mounted Vertical Outlet ARM050.610 | 5117 | 4605.30
402 | [5 empty] | 2 | Part of enclosures &lt;br&gt;90 degree angle piece | 1279 | 2302.20
403 | Prolite Autoglo Limited | 2024-25/01091-0 | 12/25/2024 12:00:00 AM | 12/25/2024 4:18:06 PM | Akash Chinchkar
404 | [5 empty] | 1 | Enclosure For Control Panel. &lt;br&gt;1.MFS (Modular Floor Standing Enclosure) Construction in CRCA MS Sheet. &lt;br&gt;2. Size= 900W mm x 700D mm x 1600H mm. &lt;br&gt;3. Main frame Structure Welded in 3.00mm thickness.&lt;br&gt;4. Component Mtg. Plate: GPSP in 2.00mm thickness qty In Colour Select Colour.&lt;br&gt;5. Lock: IMP Lock,.&lt;br&gt;6. Rear Cover: in 1.5mm thickness .&lt;br&gt;7. Side Cover: in 1.5mm thickness .&lt;br&gt;8. Top Cover: in 1.5mm thickness .&lt;br&gt;9. Lifting Arrangement: Lifting L.&lt;br&gt;10. Base: Standard 3.00mm thickness 100mm height .&lt;br&gt;11. Drawing Pocket: Standard .&lt;br&gt;12. Micro switch bracket.&lt;br&gt;13. Tubelight Bracket.&lt;br&gt;14. Jointless polyurethane foamed in place gasketing.&lt;br&gt; | 43649 | 39284.10
405 | Aditya Electronics | 2024-25/01092-0 | 12/25/2024 12:00:00 AM | 12/25/2024 7:11:18 PM | Satyajeet
406 | [5 empty] | 1 | Enclosure For Control Panel. &lt;br&gt;1.WMM-30 (MCC Box) Construction in CRCA MS Sheet. &lt;br&gt;2. Size= 600W mm x 350D mm x 600H mm. &lt;br&gt;3. Welded Main Body with Top and bottom in 1.5mm in thickness.&lt;br&gt;4. Gland Plate: Bottom Side in 2.00mm thickness.&lt;br&gt;5. Component Mtg. Plate: GPSP in 2.00mm thickness.&lt;br&gt;6. Front Door: Single in 2.00mm thickness.&lt;br&gt;7. Lock: Cam Lock with qty 2 Qty.&lt;br&gt;8. Powder Coating Shade: RAL-7035 .&lt;br&gt;9. Jointless polyurethane foamed in place gasketing.&lt;br&gt; | 9191 | 8271.90
407 | BASE Automation Technologies Pvt. Ltd | 2024-25/01093-0 | 12/25/2024 12:00:00 AM | 12/25/2024 7:33:54 PM | Satyajeet
408 | [5 empty] | 1 | Enclosure For Control Panel. &lt;br&gt;1.Three Piece Desk Construction in CRCA MS Sheet. &lt;br&gt;2. Size= 1000W mm x 500D mm x 1250H mm. &lt;br&gt;3. Welded Main Body in 2.00mm thickness.&lt;br&gt;4. Component Mtg.Plate: GPSP in 2.00mm thickness .&lt;br&gt;5. Front Door: Split in 2.00mm thickness.&lt;br&gt;6. Rear Door: Split in 2.00mm thickness.&lt;br&gt;7. Lock: Cam Lock.&lt;br&gt;8. Base: Standard in 3.00mm thickness Height 100mm.&lt;br&gt;9. Filters: 4 inch Qty 4.&lt;br&gt;10. Powder Coating Shade: RAL-7035.&lt;br&gt;11. Top Door SS304&lt;br&gt; | 45146 | 40631.40
409 | [5 empty] | 1 | Enclosure For Control Panel. &lt;br&gt;1.Three Piece Desk Construction in CRCA MS Sheet. &lt;br&gt;2. Size= 1000W mm x 500D mm x 1250H mm. &lt;br&gt;3. Welded Main Body in 2.00mm thickness.&lt;br&gt;4. Component Mtg.Plate: GPSP in 2.00mm thickness .&lt;br&gt;5. Front Door: Split in 2.00mm thickness.&lt;br&gt;6. Rear Door: Split in 2.00mm thickness.&lt;br&gt;7. Lock: Cam Lock.&lt;br&gt;8. Base: Standard in 3.00mm thickness Height 100mm.&lt;br&gt;9. Filters: 4 inch Qty 4.&lt;br&gt;10. Powder Coating Shade: RAL-7035.&lt;br&gt;11. Jointless polyurethane foamed in place gasketing.&lt;br&gt; | 37990 | 34191.00
410 | [5 empty] | 1 | Enclosure For Control Panel. &lt;br&gt;1.MFS (Modular Floor Standing Enclosure) Construction in CRCA MS Sheet. &lt;br&gt;2. Size= (800+800+800+800+800)4000W mm x 600D mm x 2000H mm. +100B&lt;br&gt;3. Main frame Structure Welded in 3.00mm thickness.&lt;br&gt;4. Component Mtg. Plate: GPSP in 2.00mm thickness qty In Colour Select Colour.&lt;br&gt;5. Front Door: Split in 2.00mm thickness.&lt;br&gt;6. Lock: 3-point Handle Lock, Qty 5.&lt;br&gt;7. Rear Cover: in 1.5mm thickness .&lt;br&gt;8. Side Cover: in 1.5mm thickness .&lt;br&gt;9. Top Cover: in 1.5mm thickness .&lt;br&gt;10. Base: Standard 3.00mm thickness 100mm height .&lt;br&gt;11. Drawing Pocket: Standard .&lt;br&gt;12. Micro switch bracket.&lt;br&gt;13. Tubelight Bracket.&lt;br&gt;14. Jointless polyurethane foamed in place gasketing.&lt;br&gt; | 199705 | 179734.50
411 | [5 empty] | 1 | Enclosure For Control Panel. &lt;br&gt;1.WMM-30 (MCC Box) Construction in CRCA MS Sheet. &lt;br&gt;2. Size= 500W mm x 210D mm x 500H mm. &lt;br&gt;3. Welded Main Body with Top and bottom in 1.5mm in thickness.&lt;br&gt;4. Gland Plate: Bottom Side in 2.00mm thickness.&lt;br&gt;5. Component Mtg. Plate: GPSP in 2.00mm thickness.&lt;br&gt;6. Front Door: Single in 2.00mm thickness.&lt;br&gt;7. Lock: Cam Lock with qty 2 Qty.&lt;br&gt;8. Powder Coating Shade: RAL-7035 .&lt;br&gt;9. Jointless polyurethane foamed in place gasketing.&lt;br&gt; | 6441 | 5796.90
412 | [5 empty] | 1 | Enclosure For Control Panel. &lt;br&gt;1.WMM-30 (MCC Box) Construction in CRCA MS Sheet. &lt;br&gt;2. Size= 500W mm x 210D mm x 500H mm. &lt;br&gt;3. Welded Main Body with Top and bottom in 1.5mm in thickness.&lt;br&gt;4. Gland Plate: Bottom Side in 2.00mm thickness.&lt;br&gt;5. Component Mtg. Plate: GPSP in 2.00mm thickness.&lt;br&gt;6. Front Door: Single in 2.00mm thickness. SS304&lt;br&gt;7. Lock: Cam Lock with qty 2 Qty.&lt;br&gt;8. Powder Coating Shade: RAL-7035 .&lt;br&gt;9. Jointless polyurethane foamed in place gasketing.&lt;br&gt; | 8962 | 8065.80
413 | ADVANTYS SYSTEMS | 2024-25/01095-0 | 12/27/2024 12:00:00 AM | 12/27/2024 1:18:51 PM | Admin
414 | [5 empty] | 1 | Enclosure For Control Panel. &lt;br&gt;1.Single Piece Desk Construction in CRCA MS Sheet. &lt;br&gt;2. Size= 1200W mm x 400-480D mm x 1160H mm + 100 Base. &lt;br&gt;3. Welded Main Body in 1.5mm thickness.&lt;br&gt;4. Gland Plate: Bottom Side in 2.00mm thickness.&lt;br&gt;5. Component Mtg. Plate: GPSP in 2.00mm thickness .&lt;br&gt;6. Front Door: Split in 2.00mm thickness.&lt;br&gt;7. Top Door: Split in 2.00mm thickness.&lt;br&gt;8. Lock: Cam Locks Qty 05Nos.&lt;br&gt;9. Base: Standard in 3.00mm thickness Height 100mm.&lt;br&gt;10. Powder Coating Shade: RAL-7035.&lt;br&gt;11. Jointless polyurethane foamed in place gasketing.&lt;br&gt; | 30180 | 27162.00
415 | IAV INTEGRAL SOLUTIONS PVT. LTD. | 2024-25/01088-1 | 12/24/2024 12:00:00 AM | 12/27/2024 4:01:43 PM | Akash Chinchkar
416 | [5 empty] | 1 | Enclosure For Control Panel. &lt;br&gt;1.Three Piece Desk Construction in CRCA MS Sheet. &lt;br&gt;2. Size= 1600(800+800)W mm x 700D mm x 1600H mm. &lt;br&gt;3. Welded Main Body in 2.0mm thickness.&lt;br&gt;4. Component Mtg.Plate: GPSP in 2.00mm thickness .&lt;br&gt;5. Rear Door: Single in 2.00mm thickness with 3point handel lock&lt;br&gt;6. Lock: Front door Cam Lock.&lt;br&gt;7. Lifting I-Bolt qty 2nos.&lt;br&gt;8. Base: ISMC in 3.00mm thickness Height 75mm.&lt;br&gt;9. Anti-vibration pad: in 15mm thickness.&lt;br&gt;10. Caster Wheel: in size 3&quot; Inch Resolving Qty 2 with Fixed Qty 2 .&lt;br&gt;11. Powder Coating Shade: RAL-7035.&lt;br&gt;12. Jointless polyurethane foamed in place gasketing.&lt;br&gt;13. Top door SS 304&lt;br&gt;14. Gaspring 4qty&lt;br&gt; | 84560 | 76104.00
417 | Saikrupa Enterprises | 2024-25/01096-0 | 12/27/2024 12:00:00 AM | 12/27/2024 4:38:02 PM | Satyajeet
418 | [5 empty] | 1 | Enclosure For Control Panel. &lt;br&gt;1.WMM-30 (MCC Box) Construction in CRCA MS Sheet. &lt;br&gt;2. Size= 800W mm x 250D mm x 1500H mm. &lt;br&gt;3. Welded Main Body with Top and bottom in 1.5mm in thickness.&lt;br&gt;4. Gland Plate: Bottom Side in 2.00mm thickness.&lt;br&gt;5. Component Mtg. Plate: GPSP in 2.00mm thickness.&lt;br&gt;6. Front Door: Single in 2.00mm thickness.&lt;br&gt;7. Lock: 3-point Handle Lock with qty 1 qty..&lt;br&gt;8. Powder Coating Shade: RAL-7035 .&lt;br&gt;9. Jointless polyurethane foamed in place gasketing.&lt;br&gt; | 19236 | 17312.40
419 | Atu Mech Engineering | 2024-25/01097-0 | 12/27/2024 12:00:00 AM | 12/27/2024 7:06:01 PM | Satyajeet
420 | [5 empty] | 1 | Enclosure For Control Panel. &lt;br&gt;1.WMM-30 (MCC Box) Construction in SS304 Sheet. &lt;br&gt;2. Size= 800W mm x 350D mm x 1100H mm. +400 Stand&lt;br&gt;3. Welded Main Body with Top and bottom in 1.5mm in thickness.&lt;br&gt;4. Gland Plate: Bottom Side in 2.00mm thickness.&lt;br&gt;5. Component Mtg. Plate: GPSP in 2.00mm thickness.&lt;br&gt;6. Front Door: Single in 2.00mm thickness.&lt;br&gt;7. Lock: 3-point Handle Lock with qty 2 Qty.&lt;br&gt;8. Base: 50mm Angle frame Height 400mm&lt;br&gt;9. Transparent Door: Glass Door biddingless technique .&lt;br&gt;10. Jointless polyurethane foamed in place gasketing.&lt;br&gt; | 69051 | 62145.90
421 | [5 empty] | 1 | Enclosure For Control Panel. &lt;br&gt;1.Modular W-Big 43 mm Construction in SS304 Sheet. &lt;br&gt;2. Size= 950W mm x 350D mm x 1550H mm. +400mm Stand&lt;br&gt;3. Welded Main Body With Top and Bottom in 1.5mm in thickness.&lt;br&gt;4. Gland Plate: Bottom Side in 2.00mm Thickness.&lt;br&gt;5. Component Mtg. Plate: GPSP in 2.00mm thickness .&lt;br&gt;6. Front Door: Single in 2.00mm thickness.&lt;br&gt;7. inner Door: Single With Thickness 2.00mm.&lt;br&gt;8. Lock: 3-point Handle Lock,Qty: 2.&lt;br&gt;9. Base: 50mm Angle frame Height 400mm&lt;br&gt;10. Transparent Door: Glassbiddingless technique.&lt;br&gt;11. Jointless polyurethane foamed in place gasketing.&lt;br&gt; | 96657 | 86991.30
422 | [5 empty] | 1 | Enclosure For Control Panel. &lt;br&gt;1.Eco Frame 43mm Construction in SS304 Sheet. &lt;br&gt;2. Size= 900W mm x 450D mm x 1900H mm. + 400mm Stand&lt;br&gt;3. Main Frame Top Bottom Welded Structure in 2.00mm thickness.&lt;br&gt;4. Bottom Gland Plate: in 2.00mm thickness.&lt;br&gt;5. Component Mtg. Plate: GPSP in 2.00mm thickness .&lt;br&gt;6. Front Door: Single in 2.00mm thickness.&lt;br&gt;7. Inner Door: Single With Thickness 2.00mm.&lt;br&gt;8. Rear Cover: in 1.5mm thickness.&lt;br&gt;9. Side Cover: in 1.5mm thickness.&lt;br&gt;10. Lock: 3-point Handle Lock,Qty:2.&lt;br&gt;11. Lifting Arrangement: Lifting L in 3.00mm thickness.&lt;br&gt;12. Base: 50mm Angle frame Height 300mm With Thickness 3.00mm.&lt;br&gt;13. Jointless polyurethane foamed in place gasketing.&lt;br&gt; | 126281 | 113652.90
423 | Southern Automation and Electrical Solutions Private Limited | 2024-25/01098-0 | 12/28/2024 12:00:00 AM | 12/28/2024 11:16:03 AM | Akash Chinchkar
424 | [5 empty] | 174 | Enclosure For Control Panel. &lt;br&gt;1.WMM-22 Construction in CRCA MS Sheet. &lt;br&gt;2. Size= 300W mm x 200D mm x 300H mm. &lt;br&gt;3. Welded Main Body with Top and bottom in 1.5mm in thickness.&lt;br&gt;4. Component Mtg. Plate: GPSP in 2.00mm thickness.&lt;br&gt;5. Wall Mtg. Bracket: Small size.&lt;br&gt;6. Front Door: Single in 2.00mm thickness.&lt;br&gt;7. Lock: Cam Lock.&lt;br&gt;8. Powder Coating Shade: RAL-7035 .&lt;br&gt;9. Jointless polyurethane foamed in place gasketing.&lt;br&gt; | 3042 | 529308
425 | [5 empty] | 1 | Enclosure For Control Panel. &lt;br&gt;1.WMM-22 Construction in CRCA MS Sheet. &lt;br&gt;2. Size= 380W mm x 200D mm x 380H mm. &lt;br&gt;3. Welded Main Body with Top and bottom in 1.5mm in thickness.&lt;br&gt;4. Component Mtg. Plate: GPSP in 2.00mm thickness.&lt;br&gt;5. Wall Mtg. Bracket: Small size.&lt;br&gt;6. Front Door: Single in 2.00mm thickness.&lt;br&gt;7. Lock: Cam Lock.&lt;br&gt;8. Powder Coating Shade: RAL-7035 .&lt;br&gt;9. Jointless polyurethane foamed in place gasketing.&lt;br&gt; | 3816 | 3816.00
426 | [5 empty] | 3 | Enclosure For Control Panel. &lt;br&gt;1.WMM-30 (MCC Box) Construction in CRCA MS Sheet. &lt;br&gt;2. Size= 800W mm x 300D mm x 800H mm. &lt;br&gt;3. Welded Main Body with Top and bottom in 1.5mm in thickness.&lt;br&gt;4. Component Mtg. Plate: GPSP in 2.00mm thickness.&lt;br&gt;5. Front Door: Single in 2.00mm thickness.&lt;br&gt;6. Lock: IMP Mini Lock.&lt;br&gt;7. Powder Coating Shade: RAL-7035 .&lt;br&gt;8. Jointless polyurethane foamed in place gasketing.&lt;br&gt; | 13163 | 39489
427 | EUROTECK ENVIRONMENTAL PVT LTD | 2024-25/01099-0 | 12/28/2024 12:00:00 AM | 12/28/2024 11:49:03 AM | Admin
428 | [5 empty] | 1 | Enclosure For Control Panel. &lt;br&gt;1.WMM-30 (MCC Box) Construction in CRCA MS Sheet. &lt;br&gt;2. Size= 850W mm x 380D mm x 1400H mm x 100B mm x 100mm Canopy. &lt;br&gt;3. Welded Main Body with Sides in 2.00mm in thickness.&lt;br&gt;4. Gland Plate: Bottom Side in 3.00mm thickness.&lt;br&gt;5. Canopy: Full size in 2.00mm thickness with 100mm studs.&lt;br&gt;6. Component Mtg. Plate: GPSP in 3.00mm thickness.&lt;br&gt;7. Front Door: Single in 2.00mm thickness.&lt;br&gt;8. Doors Stiffener welded inside.&lt;br&gt;9. Lock: Imported Lock qty 01 on outer door and cam locks 2 nos on inner door.&lt;br&gt;10. Cable Support Angle: Cable Support Angle with qty 4 on inner door.&lt;br&gt;11. Powder Coating Shade: RAL-7035 .&lt;br&gt;12. Lifting I-Bolt 04 Nos.&lt;br&gt;13. Base: 3.00mm thickness and 100mm Height.&lt;br&gt;14. Transparent Door: Glass Door bidding less technique .&lt;br&gt;15. Jointless polyurethane foamed in place gasketing. | 36800 | 33120.00
429 | Economy Process Solutions Private Limited | 2024-25/01100-0 | 12/28/2024 12:00:00 AM | 12/28/2024 12:38:26 PM | Akash Chinchkar
430 | [5 empty] | 1 | Enclosure For Control Panel. &lt;br&gt;1.MFS (Modular Floor Standing Enclosure) Construction in CRCA MS Sheet. &lt;br&gt;2. Size= 4000(1300+500+1250+950)W mm x 400D mm x 1925H mm. &lt;br&gt;3. Main frame Structure Welded in 3.00mm thickness.&lt;br&gt;4. Component Mtg. Plate: GPSP in 2.00mm thickness qty In Colour Select Colour.&lt;br&gt;5. Front Door: Split in 2.00mm thickness.&lt;br&gt;6. Lock: 3-point Handle Lock,.&lt;br&gt;7. Rear Cover: in 1.5mm thickness .&lt;br&gt;8. Side Cover: in 1.5mm thickness .&lt;br&gt;9. Top Cover: in 1.5mm thickness .&lt;br&gt;10. Lifting Arrangement: Lifting L 5.00mm thickness.&lt;br&gt;11. Base: ISMC 5.00mm thickness 75mm height .&lt;br&gt;12. Micro switch bracket.&lt;br&gt;13. Tubelight Bracket.&lt;br&gt;14. Jointless polyurethane foamed in place gasketing.&lt;br&gt; | 161279 | 145151.10
431 | Trust Well Engineers India Pvt Ltd | 2024-25/01101-0 | 12/28/2024 12:00:00 AM | 12/28/2024 1:03:03 PM | Admin
432 | [5 empty] | 1 | Enclosure For Control Panel. &lt;br&gt;1.JB Box Construction in CRCA MS Sheet. &lt;br&gt;2. Size= 300W mm x 120D mm x 200H mm with 300x150x25 canopy. &lt;br&gt;3. Welded Main Body with Top and bottom in 1.2mm thickness.&lt;br&gt;4. M4 Tapped Z welded inside for DIN rail mtg; Thickness 1.5 Qty 2 Nos.&lt;br&gt;5. Front Screwed Cover in 1.2mm thickness.&lt;br&gt;6. Thumbscrew on front cover Qty 04.&lt;br&gt;7. Wall Mtg. Bracket 04 Nos.&lt;br&gt;8. Powder Coating Shade: colour RAL-7035 .&lt;br&gt;9. Jointless polyurethane foamed in place gasketing. | 2150 | 1935
433 | Deepak Vacuum Technologies Pvt. Ltd. | 2024-25/01103-0 | 12/28/2024 12:00:00 AM | 12/28/2024 2:44:08 PM | Akash Chinchkar
434 | [5 empty] | 1 | Enclosure For Control Panel. &lt;br&gt;1.WMM-30 (MCC Box) Construction in CRCA MS Sheet. &lt;br&gt;2. Size= 1200W mm x 400D mm x 1600H mm. &lt;br&gt;3. Welded Main Body with Top and bottom in 1.5mm in thickness.&lt;br&gt;4. Component Mtg. Plate: GPSP in 2.00mm thickness.&lt;br&gt;5. Front Door: Split in 2.00mm thickness.&lt;br&gt;6. Lock: IMP Lock.&lt;br&gt;7. Powder Coating Shade: RAL-7035 .&lt;br&gt;8. Lifting I-Bolt: with qty 2.&lt;br&gt;9. Jointless polyurethane foamed in place gasketing.&lt;br&gt; | 32355 | 29119.50
435 | [5 empty] | 1 | Enclosure For Control Panel. &lt;br&gt;1.WMM-30 (MCC Box) Construction in CRCA MS Sheet. &lt;br&gt;2. Size= 1200W mm x 300D mm x 1600H mm. &lt;br&gt;3. Welded Main Body with Top and bottom in 1.5mm in thickness.&lt;br&gt;4. Component Mtg. Plate: GPSP in 2.00mm thickness.&lt;br&gt;5. Front Door: Split in 2.00mm thickness.&lt;br&gt;6. Lock: IMP Lock.&lt;br&gt;7. Powder Coating Shade: RAL-7035 .&lt;br&gt;8. Lifting I-Bolt: with qty 2.&lt;br&gt;9. Jointless polyurethane foamed in place gasketing.&lt;br&gt; | 30581 | 27522.90
436 | [5 empty] | 1 | Enclosure For Control Panel. &lt;br&gt;1.WMM-30 (MCC Box) Construction in CRCA MS Sheet. &lt;br&gt;2. Size= 1000W mm x 300D mm x 1200H mm. &lt;br&gt;3. Welded Main Body with Top and bottom in 1.5mm in thickness.&lt;br&gt;4. Component Mtg. Plate: GPSP in 2.00mm thickness.&lt;br&gt;5. Front Door: Split in 2.00mm thickness.&lt;br&gt;6. Lock: IMP Lock.&lt;br&gt;7. Powder Coating Shade: RAL-7035 .&lt;br&gt;8. Lifting I-Bolt: with qty 2.&lt;br&gt;9. Jointless polyurethane foamed in place gasketing.&lt;br&gt; | 22086 | 19877.40
437 | Master Handlers Pvt Ltd | 2024-25/01106-0 | 12/30/2024 12:00:00 AM | 12/30/2024 10:53:36 AM | Satyajeet
438 | [5 empty] | 1 | Enclosure For Control Panel. &lt;br&gt;1.WMM-30 (MCC Box) Construction in CRCA MS Sheet. &lt;br&gt;2. Size= 800W mm x 586D mm x 1300H mm. &lt;br&gt;3. Welded Main Body in 2.00mm thickness.&lt;br&gt;4. Gland Plate: Bottom Side in 2.00mm thickness.&lt;br&gt;5. Component Mtg. Plate: GPSP in 3.00mm thickness .&lt;br&gt;6. Front Door: Split in 2.00mm thickness.&lt;br&gt;7. Rear Door Split in 2.00mm thickness.&lt;br&gt;7. Door Stiffener.&lt;br&gt;8. Lock: Cam Lock. and Rear Door Handle Lock &lt;br&gt;9. Base: Standard 150mm Height in 3.00mm thickness .&lt;br&gt;10. Powder Coating Shade: RAL-7035. | 30270 | 30270.00
439 | Actuate Controls | 2024-25/01107-0 | 12/30/2024 12:00:00 AM | 12/30/2024 11:06:31 AM | Satyajeet
440 | [5 empty] | 1 | Enclosure For Control Panel. &lt;br&gt;1.Single Piece Desk Construction in CRCA MS Sheet. &lt;br&gt;2. Size= 600W mm x (400-480)D mm x 725H mm. &lt;br&gt;3. Welded Main Body in 1.5mm thickness.&lt;br&gt;4. Gland Plate: Bottom Side in 2.00mm thickness.&lt;br&gt;5. Component Mtg. Plate: GPSP in 2.00mm thickness .&lt;br&gt;6. Front &amp; Top Door: Single in 2.00mm thickness.&lt;br&gt;7. Lock: Cam Lock.&lt;br&gt;8. Base: Standard in 3.00mm thickness Height 75mm.&lt;br&gt;9. Powder Coating Shade: RAL-7035.&lt;br&gt;10. Jointless polyurethane foamed in place gasketing.&lt;br&gt;11.Gas spring for top door. | 14371 | 12933.90
441 | Prolite Autoglo Limited | 2024-25/01108-0 | 12/31/2024 12:00:00 AM | 12/31/2024 12:13:47 PM | Akash Chinchkar
442 | [5 empty] | 1 | Enclosure For Control Panel. &lt;br&gt;1.WMM-22 Construction in SS316 Sheet. &lt;br&gt;2. Size= 600W mm x 100D mm x 200H mm. &lt;br&gt;3. Welded Main Body with Top and bottom in 1.5mm in thickness.&lt;br&gt;4. Component Mtg. Plate: GPSP in 2.00mm thickness.&lt;br&gt;5. Front Door: Single in 2.00mm thickness.&lt;br&gt;6. Lock: Cam Lock.&lt;br&gt;7. Powder Coating Shade: RAL-7035 .&lt;br&gt;8. Jointless polyurethane foamed in place gasketing.&lt;br&gt; | 12114 | 10902.60
443 | Frontal Turnkey Solutions | 2024-25/01110-0 | 12/31/2024 12:00:00 AM | 12/31/2024 2:27:26 PM | Akash Chinchkar
444 | [5 empty] | 1 | Enclosure For Control Panel. &lt;br&gt;1.WMM-30 (MCC Box) Construction in CRCA MS Sheet. &lt;br&gt;2. Size= 900W mm x 400D mm x 1200H mm. &lt;br&gt;3. Welded Main Body with Top and bottom in 1.5mm in thickness.&lt;br&gt;4. Component Mtg. Plate: GPSP in 2.00mm thickness.&lt;br&gt;5. Inner Door: Split in 2.00mm thickness. with Glass&lt;br&gt;6. Lock: 3-point Handle Lock.&lt;br&gt;7. Powder Coating Shade: RAL-7035 .&lt;br&gt;8. Lifting I-Bolt.&lt;br&gt;9. Base: 3.00mm thickness and 300mm Height.&lt;br&gt;10. Front Door: Glass Door With bidding .&lt;br&gt;11. Jointless polyurethane foamed in place gasketing.&lt;br&gt; | 38316 | 38316.00
445 | Mikro Innotech India Private Limited. | 2024-25/01112-0 | 1/1/2025 12:00:00 AM | 1/1/2025 4:09:14 PM | Akash Chinchkar
446 | [5 empty] | 1 | Enclosure For Control Panel. &lt;br&gt;1.WMM-30 (MCC Box) Construction in CRCA MS Sheet. &lt;br&gt;2. Size= 750W mm x 372D mm x 600H mm. &lt;br&gt;3. Welded Main Body with Top and bottom in 2.00mm in thickness.&lt;br&gt;4. Component Mtg. Plate: GPSP in 2.00mm thickness.&lt;br&gt;5. Front Door: Split in 2.00mm thickness.&lt;br&gt;6. Lock: Cam Lock.&lt;br&gt;7. Powder Coating Shade: RAL-7035 .&lt;br&gt;8. Jointless polyurethane foamed in place gasketing.&lt;br&gt; | 10837 | 10837.00
447 | [5 empty] | 1 | Enclosure For Control Panel. &lt;br&gt;1.WMM-30 (MCC Box) Construction in CRCA MS Sheet. &lt;br&gt;2. Size= 750W mm x 372D mm x 750H mm. &lt;br&gt;3. Welded Main Body with Top and bottom in 2.00mm in thickness.&lt;br&gt;4. Component Mtg. Plate: GPSP in 2.00mm thickness.&lt;br&gt;5. Front Door: Split in 2.00mm thickness.&lt;br&gt;6. Lock: Cam Lock.&lt;br&gt;7. Powder Coating Shade: RAL-7035 .&lt;br&gt;8. Jointless polyurethane foamed in place gasketing.&lt;br&gt; | 12329 | 11096.10
448 | [5 empty] | 1 | Enclosure For Control Panel. &lt;br&gt;1.WMM-30 (MCC Box) Construction in CRCA MS Sheet. &lt;br&gt;2. Size= 750W mm x 372D mm x 800H mm. &lt;br&gt;3. Welded Main Body with Top and bottom in 2.00mm in thickness.&lt;br&gt;4. Component Mtg. Plate: GPSP in 2.00mm thickness.&lt;br&gt;5. Front Door: Split in 2.00mm thickness.&lt;br&gt;6. Lock: Cam Lock.&lt;br&gt;7. Powder Coating Shade: RAL-7035 .&lt;br&gt;8. Jointless polyurethane foamed in place gasketing.&lt;br&gt; | 12827 | 11544.30
449 | [5 empty] | 1 | Enclosure For Control Panel. &lt;br&gt;1.WMM-30 (MCC Box) Construction in CRCA MS Sheet. &lt;br&gt;2. Size= 750W mm x 372D mm x 900H mm. &lt;br&gt;3. Welded Main Body with Top and bottom in 2.00mm in thickness.&lt;br&gt;4. Component Mtg. Plate: GPSP in 2.00mm thickness.&lt;br&gt;5. Front Door: Split in 2.00mm thickness.&lt;br&gt;6. Lock: Cam Lock.&lt;br&gt;7. Powder Coating Shade: RAL-7035 .&lt;br&gt;8. Jointless polyurethane foamed in place gasketing.&lt;br&gt; | 13822 | 12439.80
450 | [5 empty] | 1 | Enclosure For Control Panel. &lt;br&gt;1.WMM-30 (MCC Box) Construction in CRCA MS Sheet. &lt;br&gt;2. Size= 750W mm x 372D mm x 1400H mm. &lt;br&gt;3. Welded Main Body with Top and bottom in 2.00mm in thickness.&lt;br&gt;4. Component Mtg. Plate: GPSP in 2.00mm thickness.&lt;br&gt;5. Front Door: Split in 2.00mm thickness.&lt;br&gt;6. Lock: Cam Lock.&lt;br&gt;7. Powder Coating Shade: RAL-7035 .&lt;br&gt;8. Jointless polyurethane foamed in place gasketing.&lt;br&gt; | 18796 | 16916.40
451 | [5 empty] | 1 | Enclosure For Control Panel. &lt;br&gt;1.WMM-30 (MCC Box) Construction in CRCA MS Sheet. &lt;br&gt;2. Size= 750W mm x 372D mm x 1500H mm. &lt;br&gt;3. Welded Main Body with Top and bottom in 2.00mm in thickness.&lt;br&gt;4. Component Mtg. Plate: GPSP in 2.00mm thickness.&lt;br&gt;5. Front Door: Split in 2.00mm thickness.&lt;br&gt;6. Lock: Cam Lock.&lt;br&gt;7. Powder Coating Shade: RAL-7035 .&lt;br&gt;8. Jointless polyurethane foamed in place gasketing.&lt;br&gt; | 19791 | 17811.90
452 | [5 empty] | 1 | Enclosure For Control Panel. &lt;br&gt;1.JB Box Construction in CRCA MS Sheet. &lt;br&gt;2. Size= 250W mm x 106.6D mm x 350H mm. &lt;br&gt;3. Welded Main Body with Top and bottom in 1.5mm thickness.&lt;br&gt;4. Gland Plate:Bottom Side in 2.00mm thickness.&lt;br&gt;5. Lock in Coin Lock , .&lt;br&gt;6. Jointless polyurethane foamed in place gasketing.&lt;br&gt; | 3155 | 2839.50
453 | Economy Process Solutions Private Limited | 2024-25/01113-0 | 1/3/2025 12:00:00 AM | 1/3/2025 12:24:55 PM | Akash Chinchkar
454 | [5 empty] | 1 | Enclosure For Control Panel. &lt;br&gt;1.Eco Frame 43mm Construction in CRCA MS Sheet. &lt;br&gt;2. Size= 3000(500+1450+1050)W mm x 500D mm x 2000H mm. &lt;br&gt;3. Main Frame Top Bottom Welded Structure in 2.00mm thickness.&lt;br&gt;4. Component Mtg. Plate: GPSP in 2.00mm thickness .&lt;br&gt;5. Front Door: Split.&lt;br&gt;6. Rear Cover: in 1.5mm thickness.&lt;br&gt;7. Side Cover: in 1.5mm thickness.&lt;br&gt;8. Lock: 3-point Handle Lock qty -3.&lt;br&gt;9. Powder Coating Shade: RAL-7035.&lt;br&gt;10. Lifting Arrangement: Lifting L.&lt;br&gt;11. Base: Standard Height 100mm With Thickness 3.00mm.&lt;br&gt;12. Jointless polyurethane foamed in place gasketing.&lt;br&gt; | 130875 | 117787.50
455 | Gate 7 India Private Limited | 2024-25/01114-0 | 1/3/2025 12:00:00 AM | 1/3/2025 5:33:24 PM | Akash Chinchkar
456 | [5 empty] | 1 | Enclosure For Control Panel.&lt;br&gt;1.PC ENCLOSURE in Shop Floor PC Enclosure Standing Construction in CRCA MS Sheet.&lt;br&gt;2. Size= 600W mm x 600D mm x 1700H mm.&lt;br&gt;3. Main Frame Structure Welded in 3.00mm thickness.&lt;br&gt;4. Bottom Cover: GPSP : in 2.00mm thickness.&lt;br&gt;5. in GPSP in thickness 2.00mm.&lt;br&gt;6. Front Door: Single in 2.00mm thickness.&lt;br&gt;7. Rear Door: Single in 2.00mm thickness.&lt;br&gt;8. Lock: 3-point Handle Lock.&lt;br&gt;9. Side Cover: in 1.5mm thickness.&lt;br&gt;10. Top Cover: in 1.5mm thickness.&lt;br&gt;11. Horizontal Partition: in thickness 1.5mm.&lt;br&gt;12. Powder Coating Shade: RAL-7035.&lt;br&gt;13. Lifting Arrangement: Eye Bolt.&lt;br&gt;14. Base standard 100mm in 3.00mm thk.&lt;br&gt;15. Drawing Pocket: Standard.&lt;br&gt;16. Filters: 4 inch with Qty 4.&lt;br&gt;19. Gas spring for Monitor door.&lt;br&gt;20. Aluminium Extrusion For Monitor door.&lt;br&gt;21. Jointless polyurethane foamed in place gasketing. | 46300 | 41670
457 | EUROTECK ENVIRONMENTAL PVT LTD | 2024-25/01115-0 | 1/3/2025 12:00:00 AM | 1/3/2025 6:39:51 PM | Satyajeet
458 | [5 empty] | 1 | Enclosure For Control Panel. &lt;br&gt;1.WMM-30 (MCC Box) Construction in CRCA MS Sheet. &lt;br&gt;2. Size= 800W mm x 300D mm x 1000H mm. &lt;br&gt;3. Welded Main Body with Top and bottom in 2.00mm in thickness.&lt;br&gt;4. Gland Plate: Bottom Side in 3.00mm thickness.&lt;br&gt;5. Component Mtg. Plate: GPSP in 3.00mm thickness.&lt;br&gt;6. Front Door: Single in 2.00mm thickness.&lt;br&gt;7.Front Door: Single in 2.00mm thickness.&lt;br&gt;8. Lock: 3-point Handle Lock with qty 2 Qty.&lt;br&gt;9. Powder Coating Shade: RAL-7035 .&lt;br&gt;10. Lifting I-Bolt: with qty 2 QTY..&lt;br&gt;11. Transparent Door: Glass Door With bidding .&lt;br&gt;12. Jointless polyurethane foamed in place gasketing.&lt;br&gt; | 21000 | 21000.00
459 | [5 empty] | 11 | Enclosure For Control Panel. &lt;br&gt;1.WMM-30 (MCC Box) Construction in CRCA MS Sheet. &lt;br&gt;2. Size= 800W mm x 275D mm x 800H mm. &lt;br&gt;3. Welded Main Body with Top and bottom in 2.00mm in thickness.&lt;br&gt;4. Gland Plate: Bottom Side in 3.00mm thickness.&lt;br&gt;5. Component Mtg. Plate: GPSP in 3.00mm thickness.&lt;br&gt;6. Front Door: Single in 2.00mm thickness.&lt;br&gt;7. Lock: 3-point Handle Lock with qty 2 Qty.&lt;br&gt;8. Powder Coating Shade: RAL-7035 .&lt;br&gt;9. Lifting I-Bolt: with qty 2 QTY..&lt;br&gt;10. Transparent Door: Glass Door With bidding .&lt;br&gt;11. Jointless polyurethane foamed in place gasketing.&lt;br&gt; | 19800 | 217800
460 | [5 empty] | 3 | Enclosure For Control Panel. &lt;br&gt;1.WMM-30 (MCC Box) Construction in CRCA MS Sheet. &lt;br&gt;2. Size= 700W mm x 300D mm x 1100H mm. &lt;br&gt;3. Welded Main Body with Top and bottom in 2.00mm in thickness.&lt;br&gt;Other details as per Sr. No.1 | 21300 | 63900.00
461 | [5 empty] | 2 | Enclosure For Control Panel. &lt;br&gt;1.WMM-30 (MCC Box) Construction in CRCA MS Sheet. &lt;br&gt;2. Size= 950W mm x 380D mm x 1400H mm. &lt;br&gt;3. Welded Main Body with Top and bottom in 2.00mm in thickness.&lt;br&gt;Other details as per Sr. No.1 | 33347 | 66694.00
462 | [5 empty] | 2 | Enclosure For Control Panel. &lt;br&gt;1.WMM-30 (MCC Box) Construction in CRCA MS Sheet. &lt;br&gt;2. Size= 850W mm x 380D mm x 1400H mm. &lt;br&gt;3. Welded Main Body with Top and bottom in 2.00mm in thickness.&lt;br&gt;Other details as per Sr. No.1 | 31180 | 62360.00
463 | [5 empty] | 1 | Enclosure For Control Panel. &lt;br&gt;1.WMM-30 (MCC Box) Construction in CRCA MS Sheet. &lt;br&gt;2. Size= 650W mm x 275D mm x 1000H mm. &lt;br&gt;3. Welded Main Body with Top and bottom in 2.00mm in thickness.&lt;br&gt;4. Gland Plate: Bottom Side in 3.00mm thickness.&lt;br&gt;5. Component Mtg. Plate: GPSP in 3.00mm thickness.&lt;br&gt;6. Front Door: Single in 2.00mm thickness.&lt;br&gt;7. Lock: 3-point Handle Lock with qty 1 Qty.&lt;br&gt;8. Powder Coating Shade: RAL-7035 .&lt;br&gt;9. Jointless polyurethane foamed in place gasketing.&lt;br&gt; | 15750 | 15750.00
464 | COURSE POWER AND CONTROLS | 2024-25/01116-0 | 1/3/2025 12:00:00 AM | 1/3/2025 11:06:45 PM | Akash Chinchkar
465 | [5 empty] | 1 | Enclosure For Control Panel. &lt;br&gt;1.Eco Frame 43mm Construction in CRCA MS Sheet. &lt;br&gt;2. Size= 1700(500+1200)W mm x 500D mm x 2000H mm. &lt;br&gt;3. Main Frame Top Bottom Welded Structure in 2.00mm thickness.&lt;br&gt;4. Component Mtg. Plate: GPSP in 2.00mm thickness .&lt;br&gt;5. Front Door: (500 W Single &amp; 1200 w split ) in 2.00mm thickness.&lt;br&gt;6. Rear Cover: in 1.5mm thickness.&lt;br&gt;7. Side Cover: in 1.5mm thickness.&lt;br&gt;8. Lock: 3-point Handle Lock,.&lt;br&gt;9. Powder Coating Shade: RAL-7035.&lt;br&gt;10. Lifting Arrangement: Lifting L.&lt;br&gt;11. Base: Standard Height 100mm With Thickness 3.00mm.&lt;br&gt;12. Canopy: Part Size in 1.5mm thickness.&lt;br&gt;13. Jointless polyurethane foamed in place gasketing.&lt;br&gt; | 83646 | 75281.40
466 | COURSE POWER AND CONTROLS | 2024-25/01117-0 | 1/3/2025 12:00:00 AM | 1/3/2025 11:17:23 PM | Akash Chinchkar
467 | [5 empty] | 1 | Enclosure For Control Panel. &lt;br&gt;1.Eco Frame 43mm Construction in CRCA MS Sheet. &lt;br&gt;2. Size= 1200W mm x 500D mm x 2000H mm. &lt;br&gt;3. Main Frame Top Bottom Welded Structure in 2.00mm thickness.&lt;br&gt;4. Component Mtg. Plate: GPSP in 2.00mm thickness .&lt;br&gt;5. Front Door: Split in 2.00mm thickness.&lt;br&gt;6. Rear Cover: in 1.5mm thickness.&lt;br&gt;7. Side Cover: in 1.5mm thickness.&lt;br&gt;8. Lock: 3-point Handle Lock,.&lt;br&gt;9. Powder Coating Shade: RAL-7035.&lt;br&gt;10. Lifting Arrangement: Lifting L.&lt;br&gt;11. Base: Standard Height 100mm With Thickness 3.00mm.&lt;br&gt;12. Jointless polyurethane foamed in place gasketing.&lt;br&gt; | 51554 | 46398.60
468 | Active Systems | 2024-25/01118-0 | 1/3/2025 12:00:00 AM | 1/3/2025 11:27:21 PM | Akash Chinchkar
469 | [5 empty] | 5 | Enclosure For Control Panel. &lt;br&gt;1.WMM-22 Construction in CRCA MS Sheet. &lt;br&gt;2. Size= 600W mm x 300D mm x 900H mm. &lt;br&gt;3. Welded Main Body with Top and bottom in 1.5mm in thickness.&lt;br&gt;4. Gland Plate: Bottom Side in 2.00mm thickness.&lt;br&gt;5. Component Mtg. Plate: GPSP in 2.00mm thickness.&lt;br&gt;6. Front Door: Split in 2.00mm thickness.&lt;br&gt;7. Lock: 3-point Handle Lock.&lt;br&gt;8. Powder Coating Shade: RAL-7035 .&lt;br&gt;9. Jointless polyurethane foamed in place gasketing.&lt;br&gt; | 12033 | 54148.50
470 | Actuate Controls | 2024-25/01119-0 | 1/4/2025 12:00:00 AM | 1/4/2025 11:35:13 AM | Akash Chinchkar
471 | [5 empty] | 1 | Enclosure For Control Panel. &lt;br&gt;1.Eco Frame 43mm Construction in CRCA MS Sheet. &lt;br&gt;2. Size= 700W mm x 420D mm x 1600H mm. &lt;br&gt;3. Main Frame Top Bottom Welded Structure in 2.00mm thickness.&lt;br&gt;4. Component Mtg. Plate: GPSP in 2.00mm thickness .&lt;br&gt;5. Front Door: Single in 2.00mm thickness.&lt;br&gt;6. Rear Cover: in 1.5mm thickness.&lt;br&gt;7. Side Cover: in 1.5mm thickness.&lt;br&gt;8. Lock: IMP Lock,.&lt;br&gt;9. Powder Coating Shade: RAL-7035.&lt;br&gt;10. Base: Standard Height 100mm With Thickness 3.00mm.&lt;br&gt;11. Jointless polyurethane foamed in place gasketing.&lt;br&gt; | 30175 | 25648.75
472 | S&R Technologies | 2024-25/01120-0 | 1/4/2025 12:00:00 AM | 1/4/2025 6:39:36 PM | Akash Chinchkar
473 | [5 empty] | 1 | Enclosure For Control Panel. &lt;br&gt;1.WMM-22 Construction in SS304 Sheet. &lt;br&gt;2. Size= 240W mm x 140D mm x 425H mm. &lt;br&gt;3. Welded Main Body with Top and bottom in 1.5mm in thickness.&lt;br&gt;4. Component Mtg. Plate: GPSP in 2.00mm thickness.&lt;br&gt;5. Wall Mtg. Bracket: Small size.&lt;br&gt;6. Front Door: Single in 2.00mm thickness.&lt;br&gt;7. Lock: Cam Lock.&lt;br&gt;8. Powder Coating Shade: RAL-7035 .&lt;br&gt;9. Jointless polyurethane foamed in place gasketing.&lt;br&gt; | 9276 | 9276.00
474 | Inerrant Robotomation Pvt.Ltd | 2024-25/01121-0 | 1/5/2025 12:00:00 AM | 1/5/2025 11:21:09 AM | Akash Chinchkar
475 | [5 empty] | 1 | Enclosure For Control Panel. &lt;br&gt;1.WMM-30 (MCC Box) Construction in CRCA MS Sheet. &lt;br&gt;2. Size= 800W mm x 300D mm x 500H mm. &lt;br&gt;3. Welded Main Body with Top and bottom in 1.5mm in thickness.&lt;br&gt;4. Component Mtg. Plate: CRCA in 2.00mm thickness orange .&lt;br&gt;5. Front Door: Split in 2.00mm thickness.&lt;br&gt;6. Lock: Cam Lock.&lt;br&gt;7. Powder Coating Shade: RAL-9001 .&lt;br&gt;8. Transparent Door: Polycarbonate Door With bidding .&lt;br&gt;9. Jointless polyurethane foamed in place gasketing.&lt;br&gt; | 16070 | 14463.00
476 | Finolex Industries Ltd | 2024-25/01122-0 | 1/5/2025 12:00:00 AM | 1/5/2025 11:59:32 AM | Akash Chinchkar
477 | [5 empty] | 1 | Enclosure For Control Panel.&lt;br&gt;1.WMM-30 (MCC Box) Construction in SS304 Sheet.&lt;br&gt;2. Size= 400W mm x 250D mm x 600H mm.&lt;br&gt;3. Welded Main Body with Sides in 1.5mm in thickness.&lt;br&gt;4. Gland Plate: Bottom Side in 2.00mm thickness.&lt;br&gt;5. Canopy: Z type 1.5mm thickness.&lt;br&gt;6. Component Mtg. Plate: SS304 in 2.00mm thickness.&lt;br&gt;7. Front Door: Single in 1.5mm thickness.&lt;br&gt;8. Door Stiffener.&lt;br&gt;9. Lock: Cam Lock.&lt;br&gt;10. Jointless polyurethane foamed in place gasketing. | 16100 | 16100.00
478 | VINAYAK ELECTRICALS | 2024-25/01123-0 | 1/5/2025 12:00:00 AM | 1/5/2025 12:32:20 PM | Satyajeet
479 | [5 empty] | 40 | Enclosure For Control Panel. &lt;br&gt;1.WMM-30 (MCC Box) Construction in CRCA MS Sheet. &lt;br&gt;2. Size= 500W mm x 260D mm x 600H mm. &lt;br&gt;3. Welded Main Body with Top and bottom in 1.5mm in thickness.&lt;br&gt;4. Gland Plate: Bottom Side in 2.00mm thickness.&lt;br&gt;5. Component Mtg. Plate: GPSP in 2.00mm thickness.&lt;br&gt;6. Front Door: Single in 2.00mm thickness.&lt;br&gt;7. Lock: Cam Lock with qty 2 Qty.&lt;br&gt;8. Powder Coating Shade: RAL-7035 .&lt;br&gt;9. Jointless polyurethane foamed in place gasketing.&lt;br&gt; | 7174 | 258264.00
480 | ARTECH SOLUTIONS | 2024-25/01124-0 | 1/5/2025 12:00:00 AM | 1/5/2025 12:46:00 PM | Akash Chinchkar
481 | [5 empty] | 1 | Enclosure For Control Panel. &lt;br&gt;1.WMM-30 (MCC Box) Construction in CRCA MS Sheet. &lt;br&gt;2. Size= 800W mm x 400D mm x 1200H mm. &lt;br&gt;3. Welded Main Body with Top and bottom in 1.5mm in thickness.&lt;br&gt;4. Gland Plate: Bottom Side in 3.00mm thickness.&lt;br&gt;5. Component Mtg. Plate: GPSP in 2.00mm thickness.&lt;br&gt;6. Front Door: Split in 2.00mm thickness.&lt;br&gt;7. Lock: 3-point Handle Lock.&lt;br&gt;8. Powder Coating Shade: RAL-7035 .&lt;br&gt;9. Base: 3.00mm thickness and 75 mm Height.&lt;br&gt;10. Jointless polyurethane foamed in place gasketing.&lt;br&gt; | 23460 | 21114.00
482 | [5 empty] | 1 | Enclosure For Control Panel. &lt;br&gt;1.WMM-30 (MCC Box) Construction in CRCA MS Sheet. &lt;br&gt;2. Size= 600W mm x 400D mm x 1200H mm. &lt;br&gt;3. Welded Main Body with Top and bottom in 1.5mm in thickness.&lt;br&gt;4. Gland Plate: Bottom Side in 3.00mm thickness.&lt;br&gt;5. Component Mtg. Plate: GPSP in 2.00mm thickness.&lt;br&gt;6. Front Door: Single in 2.00mm thickness.&lt;br&gt;7. Lock: 3-point Handle Lock.&lt;br&gt;8. Powder Coating Shade: RAL-7035 .&lt;br&gt;9. Base: 3.00mm thickness and 75 mm Height.&lt;br&gt;10. Jointless polyurethane foamed in place gasketing.&lt;br&gt; | 17563 | 15806.70
483 | AUTOTECH INDORE | 2024-25/01125-0 | 1/5/2025 12:00:00 AM | 1/5/2025 1:19:58 PM | Akash Chinchkar
484 | [5 empty] | 1 | Enclosure For Control Panel. &lt;br&gt;1.Modular W-Big 43 mm Construction in CRCA MS Sheet. &lt;br&gt;2. Size= 1520(500+500+520)W mm x 300D mm x 360H mm. &lt;br&gt;3. Welded Main Body With Sides in 1.5mm in thickness.&lt;br&gt;4. Gland Plate: Bottom Side in 2.00mm Thickness.&lt;br&gt;5. Component Mtg. Plate: GPSP in 2.00mm thickness .&lt;br&gt;6. Front Door: Single in 2.00mm thickness.&lt;br&gt;7. Lock: Cam Lock,.&lt;br&gt;8. RAL-7035 .&lt;br&gt;9. Jointless polyurethane foamed in place gasketing.&lt;br&gt; | 19878 | 18884.10
485 | AUTOTECH INDORE | 2024-25/01125-1 | 1/5/2025 12:00:00 AM | 1/5/2025 1:33:15 PM | Akash Chinchkar
486 | [5 empty] | 1 | Enclosure For Control Panel. &lt;br&gt;1.Modular W-Big 43 mm Construction in CRCA MS Sheet. &lt;br&gt;2. Size= 1520(500+500+520)W mm x 300D mm x 360H mm. &lt;br&gt;3. Welded Main Body With Sides in 1.5mm in thickness.&lt;br&gt;4. Gland Plate: Bottom Side in 2.00mm Thickness.&lt;br&gt;5. Component Mtg. Plate: GPSP in 2.00mm thickness .&lt;br&gt;6. Front Door: Single in 2.00mm thickness.&lt;br&gt;7. Lock: Cam Lock,.&lt;br&gt;8. RAL-7035 .&lt;br&gt;9. Jointless polyurethane foamed in place gasketing.&lt;br&gt; | 19878 | 18884.10
487 | [5 empty] | 1 | Enclosure For Control Panel. &lt;br&gt;1.Modular W-Big 43 mm Construction in CRCA MS Sheet. &lt;br&gt;2. Size= 1520W mm x 300D mm x 360H mm. &lt;br&gt;3. Welded Main Body With Sides in 1.5mm in thickness.&lt;br&gt;4. Gland Plate: Bottom Side in 2.00mm Thickness.&lt;br&gt;5. Component Mtg. Plate: GPSP in 2.00mm thickness .&lt;br&gt;6. Front Door: Single in 2.00mm thickness.&lt;br&gt;7. Lock: Cam Lock,Qty: 6.&lt;br&gt;8. RAL-7035 .&lt;br&gt;9. Jointless polyurethane foamed in place gasketing.&lt;br&gt;10. Any additional component: Gaspring.&lt;br&gt; | 15594 | 14814.30
488 | AQ Mechanical & Electrical Manufacturing India Pvt.Ltd. | 2024-25/01126-0 | 1/6/2025 12:00:00 AM | 1/6/2025 10:43:24 AM | Akash Chinchkar
489 | [5 empty] | 10 | Enclosure For Control Panel. &lt;br&gt;1.WMM-22 Construction in CRCA MS Sheet. &lt;br&gt;2. Size= 400W mm x 300D mm x 500H mm. &lt;br&gt;3. Welded Main Body with Top and bottom in 1.5mm in thickness.&lt;br&gt;4. Gland Plate: Bottom Side in 2.00mm thickness.&lt;br&gt;5. Component Mtg. Plate: GPSP in 2.00mm thickness.&lt;br&gt;6. Wall Mtg. Bracket: Small size.&lt;br&gt;7. Front Door: Single in 2.00mm thickness.&lt;br&gt;8. Lock: Cam Lock.&lt;br&gt;9. Powder Coating Shade: RAL-7035 .&lt;br&gt;10. Jointless polyurethane foamed in place gasketing.&lt;br&gt; | 5045 | 45405.00
490 | Economy Process Solutions Private Limited | 2024-25/01127-0 | 1/6/2025 12:00:00 AM | 1/6/2025 3:35:09 PM | Admin
491 | [5 empty] | 1 | Enclosure For Control Panel. &lt;br&gt;1.WMM-30 (MCC Box) Construction in CRCA MS Sheet. &lt;br&gt;2. Size= 900W mm x 300D mm x 700H mm. &lt;br&gt;3. Welded Main Body with Sides in 1.5mm in thickness.&lt;br&gt;4. Gland Plate: Bottom Side in 2.00mm thickness.&lt;br&gt;5. Component Mtg. Plate: GPSP in 2.00mm thickness.&lt;br&gt;6. Vertical partition in 1.5mm thickness,.&lt;br&gt;7. Wall Mtg. Bracket: Big size.&lt;br&gt;8. Front Door: Single in 2.00mm thickness.&lt;br&gt;9. Door Stiffener.&lt;br&gt;10. Lock: Cam Lock with qty 04.&lt;br&gt;11. Powder Coating Shade: RAL-7035 .&lt;br&gt;12. Lifting I-Bolt: with qty 02.&lt;br&gt;13. Jointless polyurethane foamed in place gasketing. | 10700 | 10700.00
492 | Economy Process Solutions Private Limited | 2024-25/01128-0 | 1/6/2025 12:00:00 AM | 1/6/2025 3:35:55 PM | Admin
493 | [5 empty] | 1 | Enclosure For Control Panel. &lt;br&gt;1.WMM-30 (MCC Box) Construction in CRCA MS Sheet. &lt;br&gt;2. Size= 900W mm x 300D mm x 700H mm. &lt;br&gt;3. Welded Main Body with Sides in 1.5mm in thickness.&lt;br&gt;4. Gland Plate: Bottom Side in 2.00mm thickness.&lt;br&gt;5. Component Mtg. Plate: GPSP in 2.00mm thickness.&lt;br&gt;6. Vertical partition in 1.5mm thickness,.&lt;br&gt;7. Wall Mtg. Bracket: Big size.&lt;br&gt;8. Front Door: Single in 2.00mm thickness.&lt;br&gt;9. Door Stiffener.&lt;br&gt;10. Lock: Cam Lock with qty 04.&lt;br&gt;11. Powder Coating Shade: RAL-7035 .&lt;br&gt;12. Lifting I-Bolt: with qty 02.&lt;br&gt;13. Jointless polyurethane foamed in place gasketing. | 10700 | 10700.00
494 | Prolite Autoglo Limited | 2024-25/01091-1 | 12/25/2024 12:00:00 AM | 1/6/2025 6:20:19 PM | Akash Chinchkar
495 | [5 empty] | 1 | Enclosure For Control Panel. &lt;br&gt;1.MFS (Modular Floor Standing Enclosure) Construction in CRCA MS Sheet. &lt;br&gt;2. Size= 900W mm x 600D mm x 1600H mm. &lt;br&gt;3. Main frame Structure Welded in 3.00mm thickness.&lt;br&gt;4. Component Mtg. Plate: GPSP in 2.00mm thickness qty In Colour Select Colour.&lt;br&gt;5. Lock: IMP Lock,.&lt;br&gt;6. Rear Cover: in 1.5mm thickness .&lt;br&gt;7. Side Cover: in 1.5mm thickness .&lt;br&gt;8. Top Cover: in 1.5mm thickness .&lt;br&gt;9. Lifting Arrangement: Lifting L.&lt;br&gt;10. Base: Standard 3.00mm thickness 100mm height .&lt;br&gt;11. Drawing Pocket: Standard .&lt;br&gt;12. Micro switch bracket.&lt;br&gt;13. Tubelight Bracket.&lt;br&gt;14. Jointless polyurethane foamed in place gasketing.&lt;br&gt; | 41856 | 37670.4
496 | EXCEL ASSOCIATES | 2024-25/01129-0 | 1/7/2025 12:00:00 AM | 1/7/2025 3:58:19 PM | Satyajeet
497 | [5 empty] | 1 | Enclosure For Control Panel. &lt;br&gt;1.JB Box Construction in CRCA MS Sheet. &lt;br&gt;2. Size= 100W mm x 100D mm x 100H mm x 100B mm x 100C mm. &lt;br&gt;3. Welded Main Body with Top and bottom.&lt;br&gt;4. Gland Plate:Bottom Side.&lt;br&gt;5. Component Mtg Plate : GPSP colour 7032 : Thickness 2.&lt;br&gt;6. Front Screwed Cover in 1.2mm thickness.&lt;br&gt;7. Lock in Thumbscrew , Qty 1.&lt;br&gt;8. Transperent Door : Glass Door With bidding.&lt;br&gt;9. Wall Mtg. Bracket.&lt;br&gt;10. Powder Coating Shade: colour RAL-7035 .&lt;br&gt;11. Filter: In Size 4 inch qty: 1.&lt;br&gt;12. Jointless polyurethane foamed in place gasketing.&lt;br&gt;13. Any additional component: 123.&lt;br&gt; | 100 | 100.00
498 | EXCEL ASSOCIATES | 2024-25/01130-0 | 1/7/2025 12:00:00 AM | 1/7/2025 4:05:25 PM | Satyajeet
499 | [5 empty] | 1 | Enclosure For Control Panel. &lt;br&gt;1.MFS (Modular Floor Standing Enclosure) Construction in CRCA MS Sheet. &lt;br&gt;2. Size= 100W mm x 100D mm x 100H mm x 100B mm x 100C mm. &lt;br&gt;3. Main frame Structure Welded in 3.00mm thickness.&lt;br&gt;4. Bottom Cover: GPSP in 2.00mm thickness.&lt;br&gt;5. Gland Plate: Top CRCA in 2.00mm thickness.&lt;br&gt;6. Component Mtg. Plate: GPSP in 2.00mm thickness 1 qty In Colour 7035.&lt;br&gt;7. Side C Plate: GPSP colour 7035 in 2.00mm thickness 1 qty.&lt;br&gt;8. Door C Plate: GPSP colour 7035 in 2.00mm thickness 1 qty.&lt;br&gt;9. Partial Mounting Plate: GPSP colour 7035 in 2.00mm thickness 1 qty.&lt;br&gt;10. Filler Tray: GPSP colour 7035 in 2.00mm thickness 1 qty.&lt;br&gt;11. Front Door: Single in 2.00mm thickness.&lt;br&gt;12. Rear Door: Single in 2.00mm thickness.&lt;br&gt;13. Lock: 3-point Handle Lock, Qty 1.&lt;br&gt;14. Rear Cover: in 1.5mm thickness .&lt;br&gt;15. Side Cover: in 1.5mm thickness .&lt;br&gt;16. Top Cover: in 1.5mm thickness .&lt;br&gt;17. Lifting Arrangement: Lifting L 5.00mm thickness.&lt;br&gt;18. Base: Standard 3.00mm thickness 100mm height With Glass.&lt;br&gt;19. Anti-vibration pad: In15.00mm thickness.&lt;br&gt;20. Transparent Door: Glass in 5.00mm thickness With bidding.&lt;br&gt;21. Drawing Pocket: Standard colour 7035.&lt;br&gt;22. Micro switch bracket.&lt;br&gt;23. Tubelight Bracket.&lt;br&gt;24. Canopy: Full Size 3.00mm 1.5mm thickness.&lt;br&gt;25. Filter: In Size 4 inch qty: 1.&lt;br&gt;26. Jointless polyurethane foamed in place gasketing.&lt;br&gt;27. Any additional component: 123.&lt;br&gt; | 100 | 100.00
500 | EXCEL ASSOCIATES | 2024-25/01131-0 | 1/7/2025 12:00:00 AM | 1/7/2025 4:31:49 PM | Satyajeet
501 | [5 empty] | 1 | Enclosure For Control Panel. &lt;br&gt;1.WMM-22 Construction in CRCA MS Sheet. &lt;br&gt;2. Size= 100W mm x 100D mm x 100H mm x 100B mm x 100C mm. &lt;br&gt;3. Welded Main Body with Top and bottom in 1.5mm in thickness.&lt;br&gt;4. Gland Plate: Bottom Side in 2.00mm thickness.&lt;br&gt;5. Canopy: Full size in 1.5mm thickness.&lt;br&gt;6. Component Mtg. Plate: GPSP colour 7035 in 2.00mm thickness.&lt;br&gt;7. Side C Plate: GPSP in 2.00mm thickness,.&lt;br&gt;8. Side C Plate: GPSP in 2.00mm thickness.&lt;br&gt;9. Wall Mtg. Bracket: Small size.&lt;br&gt;10. Front Door: Single in 2.00mm thickness.&lt;br&gt;11. Front Door: Single in 2.00mm thickness.&lt;br&gt;12. Inner Door with : Single in 1.5mm thickness.&lt;br&gt;13. Door Stiffener.&lt;br&gt;14. Lock: Cam Lock with qty 2 QTY.&lt;br&gt;15. Cable Support Angle: qty1.&lt;br&gt;16. Powder Coating Shade: RAL-7035 .&lt;br&gt;17. Lifting I-Bolt: with qty2 Qty..&lt;br&gt;18. Base: Standard 3.00mm thickness 3.00mmHeight 100.00mm.&lt;br&gt;19. Transparent Door: Glass in 5.00mm thickness With bidding.&lt;br&gt;20. Filter: In Size 4 inch qty: 1.&lt;br&gt;21. Jointless polyurethane foamed in place gasketing.&lt;br&gt;22. Any additional component: 123.&lt;br&gt; | 100 | 100.00
502 | EXCEL ASSOCIATES | 2024-25/01132-0 | 1/7/2025 12:00:00 AM | 1/7/2025 4:39:51 PM | Satyajeet
503 | [5 empty] | 1 | Enclosure For Control Panel. &lt;br&gt;1.WMM-30 (MCC Box) Construction in CRCA MS Sheet. &lt;br&gt;2. Size= 100W mm x 100D mm x 100H mm x 100B mm x 100C mm. &lt;br&gt;3. Welded Main Body with Top and bottom in 1.5mm in thickness.&lt;br&gt;4. Gland Plate: Bottom Side in 2.00mm thickness.&lt;br&gt;5. Canopy: Full size in 1.5mm thickness.&lt;br&gt;6. Component Mtg. Plate: GPSP in 2.00mm thickness.&lt;br&gt;7. Side C Plate: GPSP in 2.00mm thickness,.&lt;br&gt;8. Door C Plate: GPSP in 2.00mm thickness.&lt;br&gt;9. Wall Mtg. Bracket: Big size.&lt;br&gt;10. Front Door: Single in 2.00mm thickness.&lt;br&gt;11. Rear Door: Single in 2.00mm thickness.&lt;br&gt;12. Door Stiffener.&lt;br&gt;13. Lock: Cam Lock with qty 2 Qty.&lt;br&gt;14. Cable Support Angle: Cable Support Angle with qty 2.&lt;br&gt;15. Powder Coating Shade: RAL-7035 .&lt;br&gt;16. Lifting I-Bolt: with qty 2 QTY..&lt;br&gt;17. Base: 3.00mm thickness and 150mm Height.&lt;br&gt;18. Transparent Door: Polycarbonate Door biddingless technique .&lt;br&gt;19. Filter: In Size 6 inch qty: 2.&lt;br&gt;20. Jointless polyurethane foamed in place gasketing.&lt;br&gt;21. Any additional component: 123.&lt;br&gt; | 100 | 100.00
504 | EXCEL ASSOCIATES | 2024-25/01133-0 | 1/7/2025 12:00:00 AM | 1/7/2025 4:43:39 PM | Satyajeet
505 | [5 empty] | 1 | Enclosure For Control Panel. &lt;br&gt;1.Eco MCC 30mm Construction in CRCA MS Sheet. &lt;br&gt;2. Size= 100W mm x 100D mm x 100H mm x 100B mm x 100C mm. &lt;br&gt;3. Main frame Structure Welded in 1.5mm in thickness.&lt;br&gt;4. Gland Plate: Bottom Side in 2.00mm Thickness.&lt;br&gt;5. Component Mtg. Plate: GPSP in 2.00mm thickness 1.&lt;br&gt;6. Side C Plate: GPSP in 2.00mm thickness 1.&lt;br&gt;7. Door C Plate: GPSP in 2.00mm thickness 1.&lt;br&gt;8. Front Door: Single in 2.00mm thickness.&lt;br&gt;9. Rear Door: Single in 2.00mm thickness.&lt;br&gt;10. Inner Door: Single in 2.00mm thickness.&lt;br&gt;11. Rear Cover: in 1.5 mm thickness.&lt;br&gt;12. Side Cover: in 1.5 mm thickness.&lt;br&gt;13. Lock: 3-point Handle Lock.&lt;br&gt;14. Powder Coating Shade: RAL-7035 .&lt;br&gt;15. Lifting Arrangement: Lifting L in 3.00 mm thickness.&lt;br&gt;16. Base: Standard in Standard thickness Height 100mm Transparent Door With Glass.&lt;br&gt;17. Transparent Door: Glassbiddingless technique.&lt;br&gt;18. Anti-vibration pad: in15.00 mm thickness.&lt;br&gt;19. Drawing Pocket: Standard colour 7035.&lt;br&gt;20. Tubelight Bracket.&lt;br&gt;21. Micro switch bracket.&lt;br&gt;22. Canopy: Full Size in 1.5 mm thickness.&lt;br&gt;23. Filter: In Size 4 inch qty: 2.&lt;br&gt;24. Jointless polyurethane foamed in place gasketing.&lt;br&gt;25. Any additional component: 123.&lt;br&gt; | 100 | 100.00
506 | EXCEL ASSOCIATES | 2024-25/01134-0 | 1/7/2025 12:00:00 AM | 1/7/2025 4:49:31 PM | Satyajeet
507 | [5 empty] | 1 | Enclosure For Control Panel. &lt;br&gt;1.Modular W-Big 43 mm Construction in CRCA MS Sheet. &lt;br&gt;2. Size= 100W mm x 100D mm x 100H mm x 100B mm x 100C mm. &lt;br&gt;3. Welded Main Body With Top and Bottom in 2.00mm in thickness.&lt;br&gt;4. Gland Plate: Bottom Side in 2.00mm Thickness.&lt;br&gt;5. Component Mtg. Plate: GPSP in 2.00mm thickness .&lt;br&gt;6. Side C Plate: GPSP Colour Select Color in 2.00mm thickness .&lt;br&gt;7. Door C Plate: GPSP Colour Select Color in 2.00mm thickness ,.&lt;br&gt;8. Wall Mtg. Bracket: in 3.00mm thickness.&lt;br&gt;9. Front Door: Single in 2.00mm thickness.&lt;br&gt;10. Rear Door: Single With Thickness 2.00mm.&lt;br&gt;11. Rear Cover: in 2.00mm thickness.&lt;br&gt;12. Cable Support Angle: Qty 2.&lt;br&gt;13. Lock: 3-point Handle Lock,Qty: 1.&lt;br&gt;14. RAL-7035 in 5.00mm thickness.&lt;br&gt;15. Lifting Arrangement: Lifting L in 3.00mm thickness.&lt;br&gt;16. Base: Standard Height 100mm,Transparent Door withGlass.&lt;br&gt;17. Transparent Door: Glass in 5.00mm thickness With bidding.&lt;br&gt;18. Anti-vibration pad: in 15.00 mm thickness.&lt;br&gt;19. Canopy: Full Size in 1.5mm thickness.&lt;br&gt;20. Filter: In Size 4 inch qty: 2.&lt;br&gt;21. Jointless polyurethane foamed in place gasketing.&lt;br&gt;22. Any additional component: 123.&lt;br&gt; | 100 | 100.00
508 | Technomind Machine Automation | 2024-25/01135-0 | 1/7/2025 12:00:00 AM | 1/7/2025 4:51:55 PM | Akash Chinchkar
509 | [5 empty] | 1 | Enclosure For Control Panel. &lt;br&gt;1.MFS (Modular Floor Standing Enclosure) Construction in CRCA MS Sheet. &lt;br&gt;2. Size= 1800(900+900)W mm x 500D mm x 2000H mm. &lt;br&gt;3. Main frame Structure Welded in 3.00mm thickness.&lt;br&gt;4. Component Mtg. Plate: GPSP in 2.00mm thickness qty In Colour Select Colour.&lt;br&gt;5. Front Door: Single in 2.00mm thickness.&lt;br&gt;6. Lock: 3-point Handle Lock,.&lt;br&gt;7. Rear Cover: in 2.00mm thickness .&lt;br&gt;8. Side Cover: in 2.00mm thickness .&lt;br&gt;9. Top Cover: in 2.00mm thickness .&lt;br&gt;10. Lifting Arrangement: Lifting L.&lt;br&gt;11. Base: Standard 3.00mm thickness 100mm height .&lt;br&gt;12. Drawing Pocket: Standard colour 7035.&lt;br&gt;13. Micro switch bracket.&lt;br&gt;14. Tubelight Bracket.&lt;br&gt;15. Jointless polyurethane foamed in place gasketing.&lt;br&gt; | 88668 | 79801.20
510 | EXCEL ASSOCIATES | 2024-25/01136-0 | 1/7/2025 12:00:00 AM | 1/7/2025 4:54:40 PM | Satyajeet
511 | [5 empty] | 1 | Enclosure For Control Panel. &lt;br&gt;1.Eco Frame 43mm Construction in CRCA MS Sheet. &lt;br&gt;2. Size= 100W mm x 100D mm x 100H mm x 100B mm x 100C mm. &lt;br&gt;3. Main Frame Top Bottom Welded Structure in 2.00mm thickness.&lt;br&gt;4. Top &amp; Bottom Gland Plate: in 2.00mm thickness.&lt;br&gt;5. Component Mtg. Plate: CRCA in 2.00mm thickness .&lt;br&gt;6. Side C Plate: GPSP Colour Select Color in 2.00mm thickness .&lt;br&gt;7. Door C Plate: GPSP Colour Select Color in 2.00mm thickness ,.&lt;br&gt;8. Front Door: Single in 2.00mm thickness.&lt;br&gt;9. Rear Door: Single With Thickness 2.00mm.&lt;br&gt;10. Rear Cover: in 1.5mm thickness.&lt;br&gt;11. Side Cover: in 1.5mm thickness.&lt;br&gt;12. Lock: 3-point Handle Lock,Qty:2.&lt;br&gt;13. Powder Coating Shade: RAL-7035.&lt;br&gt;14. Lifting Arrangement: Lifting L in 3.00mm thickness.&lt;br&gt;15. Base: Standard Height 100mm With Thickness 3.00mm.&lt;br&gt;16. Anti-Fibration Pad in 15.00mm thickness.&lt;br&gt;17. Canopy: Full Size in 3.00mm thickness.&lt;br&gt;18. Filter: In Size 4 inch qty: 2.&lt;br&gt;19. Jointless polyurethane foamed in place gasketing.&lt;br&gt;20. Any additional component: 123.&lt;br&gt; | 100 | 100.00
512 | IEEC POWER ELECTRONICS PVT LTD | 2024-25/01137-0 | 1/8/2025 12:00:00 AM | 1/8/2025 12:40:13 PM | Satyajeet
513 | [5 empty] | 1 | Enclosure For Control Panel. &lt;br&gt;1.MFS (Modular Floor Standing Enclosure) Construction in CRCA MS Sheet. &lt;br&gt;2. Size= 1200W mm x 1000D mm x 1800H mm. + 100B + 6 Inch Caster Wheel&lt;br&gt;3. Main frame Structure Welded in 3.00mm thickness.&lt;br&gt;4. Component Mtg. Plate: GPSP in 3.00mm thickness qty 2 nos.&lt;br&gt;5. Front Door: Split in 2.00mm thickness.&lt;br&gt;6. Rear Door: Split in 2.00mm thickness.&lt;br&gt;7. Lock: 3-point Handle Lock, Qty 2.&lt;br&gt;8. Side Cover: in 1.5mm thickness .&lt;br&gt;9. Top Cover: in 1.5mm thickness .&lt;br&gt;10. Lifting Arrangement: Lifting L.&lt;br&gt;11. Base: Standard 100mm height .&lt;br&gt;12. Drawing Pocket: Standard .&lt;br&gt;13. Micro switch bracket.&lt;br&gt;14. Tubelight Bracket.&lt;br&gt;15. Jointless polyurethane foamed in place gasketing.&lt;br&gt;16. Any additional component: 6 Inch Filter.&lt;br&gt; | 83863 | 75476.70
514 | AVON BUILDING SOLUTIONS PVT. LTD. | 2024-25/01138-0 | 1/8/2025 12:00:00 AM | 1/8/2025 4:17:59 PM | Satyajeet
515 | [5 empty] | 1 | Enclosure For Control Panel. &lt;br&gt;1.WMM-30 (MCC Box) Construction in CRCA MS Sheet. &lt;br&gt;2. Size= 600W mm x 170D mm x 800H mm. &lt;br&gt;3. Welded Main Body with Top and bottom in 1.5mm in thickness.&lt;br&gt;4. Component Mtg. Plate: GPSP in 2.00mm thickness.&lt;br&gt;5. Front Door: Single in 2.00mm thickness.&lt;br&gt;6. Lock: Cam Lock with qty 2 Qty.&lt;br&gt;7. Powder Coating Shade: RAL-7035 .&lt;br&gt;8. Jointless polyurethane foamed in place gasketing.&lt;br&gt; | 8907 | 8016.3
516 | SI Energy Ventures Pvt Ltd | 2024-25/01139-0 | 1/9/2025 12:00:00 AM | 1/9/2025 1:02:21 PM | Akash Chinchkar
517 | [5 empty] | 1 | Enclosure For Control Panel. &lt;br&gt;1.WMM-22 Construction in CRCA MS Sheet. &lt;br&gt;2. Size= 500W mm x 200D mm x 500H mm. &lt;br&gt;3. Welded Main Body with Top and bottom in 1.5mm in thickness.&lt;br&gt;4. Component Mtg. Plate: GPSP .&lt;br&gt;5. Wall Mtg. Bracket: Small size.&lt;br&gt;6. Front Door: Single in 1.5mm thickness.&lt;br&gt;7. Lock: Cam Lock with qty 2.&lt;br&gt;8. Powder Coating Shade: RAL-7035 .&lt;br&gt;9. Jointless polyurethane foamed in place gasketing.&lt;br&gt; | 6059 | 5453.10
518 | Frontal Turnkey Solutions | 2024-25/01140-0 | 1/10/2025 12:00:00 AM | 1/10/2025 10:19:12 AM | Akash Chinchkar
519 | [5 empty] | 1 | Enclosure For Control Panel. &lt;br&gt;1.WMM-30 (MCC Box) Construction in CRCA MS Sheet. &lt;br&gt;2. Size= 1000W mm x 350D mm x 1400H mm. &lt;br&gt;3. Welded Main Body with Top and bottom in 1.5mm in thickness.&lt;br&gt;4. Canopy: Part size in 1.5mm thickness.&lt;br&gt;5. Component Mtg. Plate: GPSP in 2.00mm thickness.&lt;br&gt;6. Front Door: Split in 2.00mm thickness.&lt;br&gt;7. Lock: IMP Lock.&lt;br&gt;8. Powder Coating Shade: RAL-7035 .&lt;br&gt;9. Lifting I-Bolt.&lt;br&gt;10. Base: 3.00mm thickness and 300mm Height.&lt;br&gt;11. Jointless polyurethane foamed in place gasketing.&lt;br&gt; | 35400 | 31860.00
520 | [5 empty] | 1 | 1400w x 400D x 300H stand for old pannel invoice no. 910&lt;br&gt;delivery at Nighoje | 5000 | 5000.00
521 | Frontal Turnkey Solutions | 2024-25/01140-1 | 1/10/2025 12:00:00 AM | 1/10/2025 12:42:02 PM | Akash Chinchkar
522 | [5 empty] | 1 | Enclosure For Control Panel. &lt;br&gt;1.WMM-30 (MCC Box) Construction in CRCA MS Sheet. &lt;br&gt;2. Size= 1000W mm x 350D mm x 1400H mm. &lt;br&gt;3. Welded Main Body with Top and bottom in 1.5mm in thickness.&lt;br&gt;4. Canopy: Part size in 1.5mm thickness.&lt;br&gt;5. Component Mtg. Plate: GPSP in 2.00mm thickness.&lt;br&gt;6. Front Door: Split in 2.00mm thickness.&lt;br&gt;7. Lock: IMP Lock.&lt;br&gt;8. Powder Coating Shade: RAL-7035 .&lt;br&gt;9. Lifting I-Bolt.&lt;br&gt;10. Base: 3.00mm thickness and 300mm Height.&lt;br&gt;11. Jointless polyurethane foamed in place gasketing.&lt;br&gt; | 26000 | 26000
523 | [5 empty] | 1 | 1400w x 400D x 300H stand for old pannel invoice no. 910&lt;br&gt;delivery at Nighoje | 5000 | 5000.00
524 | SHREE VISHWAKARMA ELECTROTECH PVT LTD | 2024-25/01142-0 | 1/10/2025 12:00:00 AM | 1/10/2025 12:59:02 PM | Akash Chinchkar
525 | [5 empty] | 1 | Enclosure For Control Panel. &lt;br&gt;1.WMM-30 (MCC Box) Construction in CRCA MS Sheet. &lt;br&gt;2. Size= 800W mm x 400D mm x 1400H mm. &lt;br&gt;3. Welded Main Body with Top and bottom in 1.5mm in thickness.&lt;br&gt;4. Canopy: Full size in 1.5mm thickness.&lt;br&gt;5. Component Mtg. Plate: GPSP in 2.00mm thickness.&lt;br&gt;6. Front Door: Single in 2.00mm thickness.&lt;br&gt;7. Lock: 3-point Handle Lock.&lt;br&gt;8. Powder Coating Shade: RAL-7035 .&lt;br&gt;9. Stand: 3.00mm thickness and 300mm Height.&lt;br&gt;10. Transparent Door: Glass Door With bidding .&lt;br&gt;11. Jointless polyurethane foamed in place gasketing.&lt;br&gt; | 29183 | 26264.70
526 | [5 empty] | 1 | Enclosure For Control Panel. &lt;br&gt;1.WMM-30 (MCC Box) Construction in CRCA MS Sheet. &lt;br&gt;2. Size= 800W mm x 400D mm x 1400H mm. &lt;br&gt;3. Welded Main Body with Top and bottom in 1.5mm in thickness.&lt;br&gt;4. Component Mtg. Plate: GPSP in 2.00mm thickness.&lt;br&gt;5. Front Door: Single in 2.00mm thickness.&lt;br&gt;6. Lock: 3-point Handle Lock.&lt;br&gt;7. Powder Coating Shade: RAL-7035 .&lt;br&gt;8. Stand: 3.00mm thickness and 300mm Height.&lt;br&gt;9. Jointless polyurethane foamed in place gasketing.&lt;br&gt; | 23615 | 21253.50
527 | [5 empty] | 1 | Enclosure For Control Panel. &lt;br&gt;1.MFS (Modular Floor Standing Enclosure) Construction in CRCA MS Sheet. &lt;br&gt;2. Size= 1000W mm x 500D mm x 2000H mm. &lt;br&gt;3. Main frame Structure Welded in 3.00mm thickness.&lt;br&gt;4. Component Mtg. Plate: GPSP in 2.00mm thickness qty In Colour Select Colour.&lt;br&gt;5. Front Door: Split in 2.00mm thickness.&lt;br&gt;6. Lock: 3-point Handle Lock,.&lt;br&gt;7. Rear Cover: in 1.5mm thickness .&lt;br&gt;8. Side Cover: in 1.5mm thickness .&lt;br&gt;9. Top Cover: in 1.5mm thickness .&lt;br&gt;10. Lifting Arrangement: Lifting L.&lt;br&gt;11. Base: ISMC 5.00mm thickness 75mm height .&lt;br&gt;12. Drawing Pocket: Standard colour 7035.&lt;br&gt;13. Micro switch bracket.&lt;br&gt;14. Tubelight Bracket.&lt;br&gt;15. Jointless polyurethane foamed in place gasketing.&lt;br&gt; | 50159 | 45143.10
528 | [5 empty] | 1 | Enclosure For Control Panel. &lt;br&gt;1.MFS (Modular Floor Standing Enclosure) Construction in CRCA MS Sheet. &lt;br&gt;2. Size= 1200W mm x 500D mm x 2000H mm. &lt;br&gt;3. Main frame Structure Welded in 3.00mm thickness.&lt;br&gt;4. Component Mtg. Plate: GPSP in 2.00mm thickness qty In Colour Select Colour.&lt;br&gt;5. Front Door: Split in 2.00mm thickness.&lt;br&gt;6. Lock: 3-point Handle Lock,.&lt;br&gt;7. Rear Cover: in 1.5mm thickness .&lt;br&gt;8. Side Cover: in 1.5mm thickness .&lt;br&gt;9. Top Cover: in 1.5mm thickness .&lt;br&gt;10. Lifting Arrangement: Lifting L.&lt;br&gt;11. Base: ISMC 5.00mm thickness 75mm height .&lt;br&gt;12. Drawing Pocket: Standard colour 7035.&lt;br&gt;13. Micro switch bracket.&lt;br&gt;14. Tubelight Bracket.&lt;br&gt;15. Jointless polyurethane foamed in place gasketing.&lt;br&gt; | 55608 | 50047.20
529 | [5 empty] | 1 | Enclosure For Control Panel. &lt;br&gt;1.MFS (Modular Floor Standing Enclosure) Construction in CRCA MS Sheet. &lt;br&gt;2. Size= 1000W mm x 800D mm x 2000H mm. &lt;br&gt;3. Main frame Structure Welded in 3.00mm thickness.&lt;br&gt;4. Component Mtg. Plate: GPSP in 2.00mm thickness qty In Colour Select Colour.&lt;br&gt;5. Front Door: Split in 2.00mm thickness.&lt;br&gt;6. Rear Door: Single in 2.00mm thickness.&lt;br&gt;7. Lock: 3-point Handle Lock,.&lt;br&gt;8. Side Cover: in 1.5mm thickness .&lt;br&gt;9. Top Cover: in 1.5mm thickness .&lt;br&gt;10. Lifting Arrangement: Lifting L.&lt;br&gt;11. Base: ISMC 5.00mm thickness 75mm height .&lt;br&gt;12. Drawing Pocket: Standard colour 7035.&lt;br&gt;13. Micro switch bracket.&lt;br&gt;14. Tubelight Bracket.&lt;br&gt;15. Jointless polyurethane foamed in place gasketing.&lt;br&gt; | 70449 | 63404.10
530 | Pentax Engineering Pvt. Ltd. | 2024-25/01143-0 | 1/10/2025 12:00:00 AM | 1/10/2025 3:10:14 PM | Satyajeet
531 | [5 empty] | 1 | Enclosure For Control Panel.&lt;br&gt;1.WMM-30 (MCC Box) Construction in CRCA MS Sheet.&lt;br&gt;2. Size= 600W mm x 200D mm x 700H mm.&lt;br&gt;3. Welded Main Body with Top and bottom in 1.5mm in thickness.&lt;br&gt;4. Gland Plate: Bottom Side in 3.00mm thickness.&lt;br&gt;5. Component Mtg. Plate: GPSP in 3.00mm thickness.&lt;br&gt;6. Front Door: Single in 2.00mm thickness.&lt;br&gt;7. Lock: Cam Lock.&lt;br&gt;8. Powder Coating Shade: RAL-7035 .&lt;br&gt;9. Lifting I-Bolt: with qty 4 QTY..&lt;br&gt;10. Transparent Door: Glassbiddingless technique .&lt;br&gt;11. Jointless polyurethane foamed in place gasketing. | 9934 | 8940.60
532 | [5 empty] | 1 | Enclosure For Control Panel. &lt;br&gt;1.WMM-30 (MCC Box) Construction in CRCA MS Sheet. &lt;br&gt;2. Size= 600W mm x 350D mm x 1000H mm. &lt;br&gt;3. Welded Main Body with Top and bottom in 1.5mm in thickness.&lt;br&gt;4. Gland Plate: Bottom Side in 3.00mm thickness.&lt;br&gt;5. Component Mtg. Plate: GPSP in 3.00mm thickness.&lt;br&gt;6. Front Door: Single in 2.00mm thickness.&lt;br&gt;7.Inner Door in 2mm Thk. &lt;br&gt;8. Lock: Cam Lock.&lt;br&gt;9. Powder Coating Shade: RAL-7035 .&lt;br&gt;10. Lifting I-Bolt: with qty 4 QTY..&lt;br&gt;11. Transparent Door: Glassbiddingless technique .&lt;br&gt;12. Jointless polyurethane foamed in place gasketing.&lt;br&gt; | 15731 | 14157.9
533 | Pentax Engineering Pvt. Ltd. | 2024-25/01143-1 | 1/10/2025 12:00:00 AM | 1/10/2025 4:41:58 PM | Satyajeet
534 | [5 empty] | 1 | Enclosure For Control Panel.&lt;br&gt;1.WMM-30 (MCC Box) Construction in CRCA MS Sheet.&lt;br&gt;2. Size= 600W mm x 180D mm x 700H mm.&lt;br&gt;3. Welded Main Body with Top and bottom in 1.5mm in thickness.&lt;br&gt;4. Gland Plate: Bottom and Top Side in 3.00mm thickness.&lt;br&gt;5. Component Mtg. Plate: GPSP in 3.00mm thickness.&lt;br&gt;6. Front Door: Single in 2.00mm thickness.&lt;br&gt;7. Lock: Cam Lock.&lt;br&gt;8. Powder Coating Shade: RAL-7035 .&lt;br&gt;9. Transparent Door: Glassbiddingless technique .&lt;br&gt;10. Jointless polyurethane foamed in place gasketing. | 9934 | 8940.60
535 | [5 empty] | 1 | Enclosure For Control Panel. &lt;br&gt;1.WMM-30 (MCC Box) Construction in CRCA MS Sheet. &lt;br&gt;2. Size= 600W mm x 400D mm x 1000H mm. &lt;br&gt;3. Welded Main Body with Top and bottom in 1.5mm in thickness.&lt;br&gt;4. Gland Plate: Bottom Side in 3.00mm thickness.&lt;br&gt;5. Component Mtg. Plate: GPSP in 3.00mm thickness.&lt;br&gt;6. Front Door: Single in 2.00mm thickness.&lt;br&gt;7.Inner Door in 2mm Thk. &lt;br&gt;8. Lock: Cam Lock.&lt;br&gt;9. Powder Coating Shade: RAL-7035 .&lt;br&gt;10. Lifting I-Bolt: with qty 4 QTY..&lt;br&gt;11. Transparent Door: Glassbiddingless technique .&lt;br&gt;12. Jointless polyurethane foamed in place gasketing.&lt;br&gt; | 16667 | 15000.3
536 | Pentax Engineering Pvt. Ltd. | 2024-25/01143-2 | 1/10/2025 12:00:00 AM | 1/10/2025 4:43:07 PM | Satyajeet
537 | [5 empty] | 1 | Enclosure For Control Panel.&lt;br&gt;1.WMM-30 (MCC Box) Construction in CRCA MS Sheet.&lt;br&gt;2. Size= 600W mm x 180D mm x 700H mm.&lt;br&gt;3. Welded Main Body with Top and bottom in 1.5mm in thickness.&lt;br&gt;4. Gland Plate: Bottom and Top Side in 3.00mm thickness.&lt;br&gt;5. Component Mtg. Plate: GPSP in 3.00mm thickness.&lt;br&gt;6. Front Door: Single in 2.00mm thickness.&lt;br&gt;7. Lock: Cam Lock.&lt;br&gt;8. Powder Coating Shade: RAL-7035 .&lt;br&gt;9. Transparent Door: Glassbiddingless technique .&lt;br&gt;10. Jointless polyurethane foamed in place gasketing.&lt;br&gt;IP 65 Assurance certificate will be provided. | 9934 | 8940.60
538 | [5 empty] | 1 | Enclosure For Control Panel. &lt;br&gt;1.WMM-30 (MCC Box) Construction in CRCA MS Sheet. &lt;br&gt;2. Size= 600W mm x 400D mm x 1000H mm. &lt;br&gt;3. Welded Main Body with Top and bottom in 1.5mm in thickness.&lt;br&gt;4. Gland Plate: Bottom Side in 3.00mm thickness.&lt;br&gt;5. Component Mtg. Plate: GPSP in 3.00mm thickness.&lt;br&gt;6. Front Door: Single in 2.00mm thickness.&lt;br&gt;7.Inner Door in 2mm Thk. &lt;br&gt;8. Lock: Cam Lock.&lt;br&gt;9. Powder Coating Shade: RAL-7035 .&lt;br&gt;10. Lifting I-Bolt: with qty 4 QTY..&lt;br&gt;11. Transparent Door: Glassbiddingless technique .&lt;br&gt;12. Jointless polyurethane foamed in place gasketing.&lt;br&gt; | 16667 | 15000.3
539 | Pentax Engineering Pvt. Ltd. | 2024-25/01143-3 | 1/10/2025 12:00:00 AM | 1/10/2025 4:49:03 PM | Satyajeet
540 | [5 empty] | 1 | Enclosure For Control Panel.&lt;br&gt;1.WMM-30 (MCC Box) Construction in CRCA MS Sheet.&lt;br&gt;2. Size= 600W mm x 180D mm x 700H mm.&lt;br&gt;3. Welded Main Body with Top and bottom in 1.5mm in thickness.&lt;br&gt;4. Gland Plate: Bottom and Top Side in 3.00mm thickness.&lt;br&gt;5. Component Mtg. Plate: GPSP in 3.00mm thickness.&lt;br&gt;6. Front Door: Single in 2.00mm thickness.&lt;br&gt;7. Lock: Cam Lock.&lt;br&gt;8. Powder Coating Shade: RAL-7035 .&lt;br&gt;9. Transparent Door: Glassbiddingless technique .&lt;br&gt;10. Jointless polyurethane foamed in place gasketing.&lt;br&gt;IP 65 Assurance certificate will be provided. | 9751 | 8775.9
541 | [5 empty] | 1 | Enclosure For Control Panel. &lt;br&gt;1.WMM-30 (MCC Box) Construction in CRCA MS Sheet. &lt;br&gt;2. Size= 600W mm x 400D mm x 1000H mm. &lt;br&gt;3. Welded Main Body with Top and bottom in 1.5mm in thickness.&lt;br&gt;4. Gland Plate: Bottom Side in 3.00mm thickness.&lt;br&gt;5. Component Mtg. Plate: GPSP in 3.00mm thickness.&lt;br&gt;6. Front Door: Single in 2.00mm thickness.&lt;br&gt;7.Inner Door in 2mm Thk. &lt;br&gt;8. Lock: Cam Lock.&lt;br&gt;9. Powder Coating Shade: RAL-7035 .&lt;br&gt;10. Lifting I-Bolt: with qty 4 QTY..&lt;br&gt;11. Transparent Door: Glassbiddingless technique .&lt;br&gt;12. Jointless polyurethane foamed in place gasketing.&lt;br&gt; | 16667 | 15000.3
542 | Prime Controls | 2024-25/01144-0 | 1/10/2025 12:00:00 AM | 1/10/2025 5:53:55 PM | Akash Chinchkar
543 | [5 empty] | 1 | Enclosure For Control Panel. &lt;br&gt;1.MFS (Modular Floor Standing Enclosure) Construction in CRCA MS Sheet. &lt;br&gt;2. Size= 2000(1000+1000)W mm x 800D mm x 2000H mm. &lt;br&gt;3. Main frame Structure Welded in 3.00mm thickness.&lt;br&gt;4. Component Mtg. Plate: GPSP in 2.00mm thickness qty In Colour Select Colour.&lt;br&gt;5. Front Door: Split in 2.00mm thickness.&lt;br&gt;6. Rear Door: Split in 2.00mm thickness.&lt;br&gt;7. Lock: 3-point Handle Lock,.&lt;br&gt;8. Side Cover: in 1.5mm thickness .&lt;br&gt;9. Top Cover: in 1.5mm thickness .&lt;br&gt;10. Lifting Arrangement: Lifting L.&lt;br&gt;11. Base: Standard 3.00mm thickness 100mm height .&lt;br&gt;12. Jointless polyurethane foamed in place gasketing.&lt;br&gt; | 130810 | 117729.00
544 | [5 empty] | 1 | Enclosure For Control Panel. &lt;br&gt;1.MFS (Modular Floor Standing Enclosure) Construction in CRCA MS Sheet. &lt;br&gt;2. Size= 1000W mm x 800D mm x 2000H mm. &lt;br&gt;3. Main frame Structure Welded in 3.00mm thickness.&lt;br&gt;4. Component Mtg. Plate: GPSP in 2.00mm thickness qty In Colour Select Colour.&lt;br&gt;5. Front Door: Split in 2.00mm thickness.&lt;br&gt;6. Rear Door: Split in 2.00mm thickness.&lt;br&gt;7. Lock: 3-point Handle Lock,.&lt;br&gt;8. Side Cover: in 1.5mm thickness .&lt;br&gt;9. Top Cover: in 1.5mm thickness .&lt;br&gt;10. Lifting Arrangement: Lifting L.&lt;br&gt;11. Base: Standard 3.00mm thickness 100mm height .&lt;br&gt;12. Jointless polyurethane foamed in place gasketing.&lt;br&gt; | 69222 | 62299.80
545 | PlusCon Systems Pvt. Ltd | 2024-25/01145-0 | 1/10/2025 12:00:00 AM | 1/10/2025 6:17:37 PM | Akash Chinchkar
546 | [5 empty] | 1 | Enclosure For Control Panel. &lt;br&gt;1.PC ENCLOSURE in PC Enclosure ECO-Standing Construction in CRCA MS Sheet. &lt;br&gt;2. Size= 850W mm x 600D mm x 1650H mm. &lt;br&gt;3. Welded Main Body: with Top and bottom in 1.2mm thickness.&lt;br&gt;4. GPSP in 2.00mm thickness .&lt;br&gt;5. Lock: Cam Lock .&lt;br&gt;6. Horizontal Partition: in 1.5mm thickness colour 7035.&lt;br&gt;7. Sliding Keyboard drawer with telescopic rails: in 1.5mm thickness Colour 7035.&lt;br&gt;8. Base: Standard in 3.00mm thickness height 75mm.&lt;br&gt;9. Jointless polyurethane foamed in place gasketing.&lt;br&gt;10. Powder Coating Shade: Colour RAL-7035.&lt;br&gt; | 28791 | 25911.90
547 | PlusCon Systems Pvt. Ltd | 2024-25/01145-1 | 1/10/2025 12:00:00 AM | 1/10/2025 6:18:15 PM | Akash Chinchkar
548 | [5 empty] | 1 | Enclosure For Control Panel. &lt;br&gt;1.PC ENCLOSURE in PC Enclosure ECO-Standing Construction in CRCA MS Sheet. &lt;br&gt;2. Size= 850W mm x 600D mm x 1650H mm. &lt;br&gt;3. Welded Main Body: with Top and bottom in 1.2mm thickness.&lt;br&gt;4. GPSP in 2.00mm thickness .&lt;br&gt;5. Lock: Cam Lock .&lt;br&gt;6. Horizontal Partition: in 1.5mm thickness colour 7035.&lt;br&gt;7. Sliding Keyboard drawer with telescopic rails: in 1.5mm thickness Colour 7035.&lt;br&gt;8. Base: Standard in 3.00mm thickness height 75mm.&lt;br&gt;9. Jointless polyurethane foamed in place gasketing.&lt;br&gt;10. Powder Coating Shade: Colour RAL-7035.&lt;br&gt; | 28791 | 25911.90
549 | Prime Controls | 2024-25/01144-1 | 1/10/2025 12:00:00 AM | 1/10/2025 6:29:24 PM | Akash Chinchkar
550 | [5 empty] | 1 | Enclosure For Control Panel. &lt;br&gt;1.Eco Frame 43mm Construction in CRCA MS Sheet. &lt;br&gt;2. Size= 1000W mm x 800D mm x 2000H mm. &lt;br&gt;3. Main Frame Top Bottom Welded Structure in 2.00mm thickness.&lt;br&gt;4. Top &amp; Bottom Gland Plate: in 2.00mm thickness.&lt;br&gt;5. Component Mtg. Plate: GPSP in 2.00mm thickness .&lt;br&gt;6. Front Door: Split in 2.00mm thickness.&lt;br&gt;7. Rear Door: Split With Thickness 2.00mm.&lt;br&gt;8. Side Cover: in 1.5mm thickness.&lt;br&gt;9. Lock: 3-point Handle Lock,.&lt;br&gt;10. Powder Coating Shade: RAL-7035.&lt;br&gt;11. Lifting Arrangement: Lifting L.&lt;br&gt;12. Base: Standard Height 100mm With Thickness 3.00mm.&lt;br&gt;13. Anti-Fibration Pad in 15.00mm thickness.&lt;br&gt;14. Jointless polyurethane foamed in place gasketing.&lt;br&gt; | 64982 | 58483.80
551 | [5 empty] | 1 | Enclosure For Control Panel. &lt;br&gt;1.Eco Frame 43mm Construction in CRCA MS Sheet. &lt;br&gt;2. Size= 2000(1000+100)W mm x 800D mm x 2000H mm. &lt;br&gt;3. Main Frame Top Bottom Welded Structure in 2.00mm thickness.&lt;br&gt;4. Top &amp; Bottom Gland Plate: in 2.00mm thickness.&lt;br&gt;5. Component Mtg. Plate: GPSP in 2.00mm thickness .&lt;br&gt;6. Front Door: Split in 2.00mm thickness.&lt;br&gt;7. Rear Door: Split With Thickness 2.00mm.&lt;br&gt;8. Side Cover: in 1.5mm thickness.&lt;br&gt;9. Lock: 3-point Handle Lock,.&lt;br&gt;10. Powder Coating Shade: RAL-7035.&lt;br&gt;11. Lifting Arrangement: Lifting L.&lt;br&gt;12. Base: Standard Height 100mm With Thickness 3.00mm.&lt;br&gt;13. Anti-Fibration Pad in 15.00mm thickness.&lt;br&gt;14. Jointless polyurethane foamed in place gasketing.&lt;br&gt; | 121359 | 109223.10
552 | MODTECH MACHINES PVT.LTD | 2024-25/01146-0 | 1/11/2025 12:00:00 AM | 1/11/2025 4:44:32 PM | Akash Chinchkar
553 | [5 empty] | 1 | Enclosure For Control Panel.&lt;br&gt;1.PC ENCLOSURE in PC Enclosure ECO-Standing Construction in CRCA MS Sheet.&lt;br&gt;2. Size= 700W mm x 290/600D mm x 600+200+845H mm + 75B mm.&lt;br&gt;3. Welded Main Body: with Top and bottom in 1.2mm thickness.&lt;br&gt;4. Front Door with stiffeners: Single in 1.2mm thickness.&lt;br&gt;5. Lock: Cam Lock .&lt;br&gt;6. Horizontal Partition: in 1.2mm thickness colour 7035.&lt;br&gt;7. Sliding Keyboard drawer with telescopic rails: in 1.2mm thickness Colour 7035.&lt;br&gt;8. Base: Standard in 3.00mm thickness height 75mm.&lt;br&gt;9. Transparent Door: PolyCarbonate Sheet in 3.00mm thickness biddingless technique.&lt;br&gt;10. Filters: 4 inch Qty 4.&lt;br&gt;11. Jointless polyurethane foamed in place gasketing.&lt;br&gt;12. Powder Coating Shade: Colour RAL 7035.&lt;br&gt;13. Fan not in our scope of supply. | 28300 | 26885.00
554 | VIAK INDIA | 2024-25/01090-1 | 12/25/2024 12:00:00 AM | 1/12/2025 4:00:10 PM | Satyajeet
555 | [5 empty] | 1 | Part Of enclosures &lt;br&gt;050 Support Profile - 1000 mm ARM050.100 | 2303 | 1957.55
556 | [5 empty] | 1 | Part of enclosures&lt;br&gt;Rotatable Panel Adaptor Vertical ARM050.830 | 3838 | 3262.3
557 | [5 empty] | 1 | Part of enclosures&lt;br&gt;Rotatable Top Mounted Vertical Outlet ARM050.610 | 5117 | 4349.45
558 | [5 empty] | 2 | Part of enclosures &lt;br&gt;90 degree angle piece | 1279 | 2174.3
559 | Actuate Controls | 2024-25/01148-0 | 1/13/2025 12:00:00 AM | 1/13/2025 12:11:29 PM | Akash Chinchkar
560 | [5 empty] | 1 | Enclosure For Control Panel. &lt;br&gt;1.Eco MCC 30mm Construction in CRCA MS Sheet. &lt;br&gt;2. Size= 700W mm x 400D mm x 1600H mm. &lt;br&gt;3. Main frame Structure Welded in 1.5mm in thickness.&lt;br&gt;4. Gland Plate: Bottom Side in 2.00mm Thickness.&lt;br&gt;5. Component Mtg. Plate: GPSP in 2.00mm thickness .&lt;br&gt;6. Front Door: Single in 2.00mm thickness.&lt;br&gt;7. Rear Cover: in 1.5 mm thickness.&lt;br&gt;8. Side Cover: in 1.5 mm thickness.&lt;br&gt;9. Lock: 3-point Handle Lock.&lt;br&gt;10. Powder Coating Shade: RAL-7035 .&lt;br&gt;11. Lifting Arrangement: Eye Bolt.&lt;br&gt;12. Base: Standard in Standard thickness Height 100mm Transparent Door With Select.&lt;br&gt;13. Drawing Pocket: Standard colour 7035.&lt;br&gt;14. Tubelight Bracket.&lt;br&gt;15. Micro switch bracket.&lt;br&gt;16. Jointless polyurethane foamed in place gasketing.&lt;br&gt; | 26847 | 22819.95
561 | WTE Infra Projects Pvt. Ltd. | 2024-25/01149-0 | 1/13/2025 12:00:00 AM | 1/13/2025 2:38:32 PM | Akash Chinchkar
562 | [5 empty] | 1 | Enclosure For Control Panel. &lt;br&gt;1.WMM-30 (MCC Box) Construction in CRCA MS Sheet. &lt;br&gt;2. Size= 1650W mm x 400D mm x 1050H mm. &lt;br&gt;3. Welded Main Body with Top and bottom in 1.5mm in thickness.&lt;br&gt;4. Gland Plate: Bottom Side in 2.00mm thickness.&lt;br&gt;5. Component Mtg. Plate: GPSP in 2.00mm thickness.&lt;br&gt;6. Front Door: Split in 2.00mm thickness.&lt;br&gt;7. Lock: 3-point Handle Lock with Key.&lt;br&gt;8. Powder Coating Shade: RAL-7035 .&lt;br&gt;9. Base: 3.00mm thickness and 400mm Height.&lt;br&gt;10. Jointless polyurethane foamed in place gasketing.&lt;br&gt; | 34250 | 34250.00
563 | ARTECH SOLUTIONS | 2024-25/01150-0 | 1/13/2025 12:00:00 AM | 1/13/2025 6:48:29 PM | Akash Chinchkar
564 | [5 empty] | 1 | Enclosure For Control Panel. &lt;br&gt;1.Eco MCC 30mm Construction in CRCA MS Sheet. &lt;br&gt;2. Size= 1000W mm x 1200D mm x 1800H mm. &lt;br&gt;3. Main frame Structure Welded in 2.00mm in thickness.&lt;br&gt;4. Gland Plate: Bottom Side in 3.00mm Thickness.&lt;br&gt;5. Component Mtg. Plate: GPSP in 2.00mm thickness .&lt;br&gt;6. Front Door: Split in 2.00mm thickness.&lt;br&gt;7. Rear Cover: in 1.5 mm thickness.&lt;br&gt;8. Side Cover: in 1.5 mm thickness.&lt;br&gt;9. Lock: Cam Lock.&lt;br&gt;10. Powder Coating Shade: RAL-7035 .&lt;br&gt;11. Lifting Arrangement: Lifting L.&lt;br&gt;12. Base: Standard in Standard thickness Height 100mm Transparent Door With Select.&lt;br&gt;13. Drawing Pocket: Standard.&lt;br&gt;14. Tubelight Bracket.&lt;br&gt;15. Micro switch bracket.&lt;br&gt;16. Jointless polyurethane foamed in place gasketing.&lt;br&gt; | 64966 | 64966.00
565 | [5 empty] | 1 | Enclosure For Control Panel. &lt;br&gt;1.Eco MCC 30mm Construction in CRCA MS Sheet. &lt;br&gt;2. Size= 1000W mm x 1400D mm x 1800H mm. &lt;br&gt;3. Main frame Structure Welded in 2.00mm in thickness.&lt;br&gt;4. Gland Plate: Bottom Side in 3.00mm Thickness.&lt;br&gt;5. Component Mtg. Plate: GPSP in 2.00mm thickness .&lt;br&gt;6. Front Door: Split in 2.00mm thickness.&lt;br&gt;7. Rear Cover: in 1.5 mm thickness.&lt;br&gt;8. Side Cover: in 1.5 mm thickness.&lt;br&gt;9. Lock: Cam Lock.&lt;br&gt;10. Powder Coating Shade: RAL-7035 .&lt;br&gt;11. Lifting Arrangement: Lifting L.&lt;br&gt;12. Base: Standard in Standard thickness Height 100mm Transparent Door With Select.&lt;br&gt;13. Drawing Pocket: Standard.&lt;br&gt;14. Tubelight Bracket.&lt;br&gt;15. Micro switch bracket.&lt;br&gt;16. Jointless polyurethane foamed in place gasketing.&lt;br&gt; | 68784 | 68784.00
566 | [5 empty] | 1 | Enclosure For Control Panel. &lt;br&gt;1.Eco Frame 43mm Construction in CRCA MS Sheet. &lt;br&gt;2. Size= 1000W mm x 1400D mm x 1800H mm. &lt;br&gt;3. Main Frame Top Bottom Welded Structure in 2.00mm thickness.&lt;br&gt;4. Component Mtg. Plate: GPSP in 2.00mm thickness .&lt;br&gt;5. Front Door: Split in 2.00mm thickness.&lt;br&gt;6. Rear Door: Split With Thickness 2.00mm.&lt;br&gt;7. Side Cover: in 1.5mm thickness.&lt;br&gt;8. Lock: 3-point Handle Lock,.&lt;br&gt;9. Powder Coating Shade: RAL-7035.&lt;br&gt;10. Lifting Arrangement: Lifting L.&lt;br&gt;11. Base: Standard Height 100mm With Thickness 3.00mm.&lt;br&gt;12. Jointless polyurethane foamed in place gasketing.&lt;br&gt; | 74228 | 66805.20
567 | ARTECH SOLUTIONS | 2024-25/01003-3 | 11/26/2024 12:00:00 AM | 1/13/2025 6:56:20 PM | Akash Chinchkar
568 | [5 empty] | 1 | Enclosure For Control Panel. &lt;br&gt;1.Eco MCC 30mm Construction in CRCA MS Sheet. &lt;br&gt;2. Size= 15800(800+600+600+300+800+800+300+800+400+600+400+600+300+600+400+600+300+400+400+400+300+400+400+400+300+600+400+800+800+1000)W mm x 1000/800D mm x 2250H mm. &lt;br&gt;3. Main frame Structure Welded in 2.0 mm in thickness.&lt;br&gt;4. Component Mtg. Plate: GPSP in 2.00mm thickness .&lt;br&gt;5. Front Door: Single in 2.00mm thickness.&lt;br&gt;6. Rear Door: Single in 2.00mm thickness.&lt;br&gt;7. Rear Cover: in 1.5 mm thickness.&lt;br&gt;8. Lock: Cam Lock.&lt;br&gt;9. Powder Coating Shade: RAL-7035 .&lt;br&gt;10. Lifting Arrangement: Lifting full length L.&lt;br&gt;11. Base: ISMC Height 100mm .&lt;br&gt;12. Jointless polyurethane foamed in place gasketing.&lt;br&gt; | 1016869 | 915182.1
569 | [5 empty] | 1 | Enclosure For Control Panel.&lt;br&gt;1.Eco MCC 30mm Construction in CRCA MS Sheet.&lt;br&gt;2. Size= 3500(500+300+600+600+600+300+600)w x 500/300 D x 2100H+100B&lt;br&gt;3. Main frame Structure Welded in 2.0 mm in thickness.&lt;br&gt;4. Component Mtg. Plate: GPSP in 2.00mm thickness .&lt;br&gt;5. Front Door: Single in 2.00mm thickness.&lt;br&gt;6. Rear Door: Single in 2.00mm thickness.&lt;br&gt;7. Rear Cover: in 1.5 mm thickness.&lt;br&gt;8. Lock: Cam Lock/ handel lock.&lt;br&gt;9. Powder Coating Shade: RAL-7035 .&lt;br&gt;10. Lifting Arrangement: Lifting full length L.&lt;br&gt;11. Base: ISMC Height 100mm .&lt;br&gt;12. Jointless polyurethane foamed in place gasketing.&lt;br&gt; | 248074 | 223266.6
570 | ARTECH SOLUTIONS | 2024-25/01150-1 | 1/13/2025 12:00:00 AM | 1/14/2025 10:28:42 AM | Akash Chinchkar
571 | [5 empty] | 1 | Enclosure For Control Panel. &lt;br&gt;1.Eco MCC 30mm Construction in CRCA MS Sheet. &lt;br&gt;2. Size= 1000W mm x 1200D mm x 1800H mm. &lt;br&gt;3. Main frame Structure Welded in 2.00mm in thickness.&lt;br&gt;4. Gland Plate: Bottom Side in 3.00mm Thickness.&lt;br&gt;5. Component Mtg. Plate: GPSP in 2.00mm thickness .&lt;br&gt;6. Front Door: Split in 2.00mm thickness.&lt;br&gt;7. Rear Cover: in 1.5 mm thickness.&lt;br&gt;8. Side Cover: in 1.5 mm thickness.&lt;br&gt;9. Lock: Cam Lock.&lt;br&gt;10. Powder Coating Shade: RAL-7035 .&lt;br&gt;11. Lifting Arrangement: Lifting L.&lt;br&gt;12. Base: Standard in Standard thickness Height 100mm Transparent Door With Select.&lt;br&gt;13. Drawing Pocket: Standard.&lt;br&gt;14. Tubelight Bracket.&lt;br&gt;15. Micro switch bracket.&lt;br&gt;16. Jointless polyurethane foamed in place gasketing.&lt;br&gt; | 64966 | 64966.00
572 | [5 empty] | 1 | Enclosure For Control Panel. &lt;br&gt;1.Eco MCC 30mm Construction in CRCA MS Sheet. &lt;br&gt;2. Size= 1000W mm x 1400D mm x 1800H mm. &lt;br&gt;3. Main frame Structure Welded in 2.00mm in thickness.&lt;br&gt;4. Gland Plate: Bottom Side in 3.00mm Thickness.&lt;br&gt;5. Component Mtg. Plate: GPSP in 2.00mm thickness .&lt;br&gt;6. Front Door: Split in 2.00mm thickness.&lt;br&gt;7. Rear Cover: in 1.5 mm thickness.&lt;br&gt;8. Side Cover: in 1.5 mm thickness.&lt;br&gt;9. Lock: Cam Lock.&lt;br&gt;10. Powder Coating Shade: RAL-7035 .&lt;br&gt;11. Lifting Arrangement: Lifting L.&lt;br&gt;12. Base: Standard in Standard thickness Height 100mm Transparent Door With Select.&lt;br&gt;13. Drawing Pocket: Standard.&lt;br&gt;14. Tubelight Bracket.&lt;br&gt;15. Micro switch bracket.&lt;br&gt;16. Jointless polyurethane foamed in place gasketing.&lt;br&gt; | 68784 | 68784.00
573 | [5 empty] | 1 | Enclosure For Control Panel. &lt;br&gt;1.Eco Frame 43mm Construction in CRCA MS Sheet. &lt;br&gt;2. Size= 1300W mm x 800D mm x 2200H mm. &lt;br&gt;3. Main Frame Top Bottom Welded Structure in 2.00mm thickness.&lt;br&gt;4. Component Mtg. Plate: GPSP in 2.00mm thickness .&lt;br&gt;5. Front Door: Split in 2.00mm thickness.&lt;br&gt;6. Rear Door: Split With Thickness 2.00mm.&lt;br&gt;7. Side Cover: in 1.5mm thickness.&lt;br&gt;8. Lock: 3-point Handle Lock,.&lt;br&gt;9. Powder Coating Shade: RAL-7035.&lt;br&gt;10. Lifting Arrangement: Lifting L.&lt;br&gt;11. Base: Standard Height 100mm With Thickness 3.00mm.&lt;br&gt;12. Jointless polyurethane foamed in place gasketing.&lt;br&gt; | 74228 | 66805.20
574 | Schneider Electric Systems India Pvt. Ltd | 2024-25/01151-0 | 1/14/2025 12:00:00 AM | 1/14/2025 12:47:23 PM | Akash Chinchkar
575 | [5 empty] | 1 | Enclosure For Control Panel. &lt;br&gt;1.JB Box Construction in CRCA MS Sheet. &lt;br&gt;2. Size= 200W mm x 120D mm x 200H mm. &lt;br&gt;3. Welded Main Body with Top and bottom in 1.5mm thickness.&lt;br&gt;4. Component Mtg Plate : GPSP Thickness 2.&lt;br&gt;5. Lock in Cam Lock , .&lt;br&gt;6. Wall Mtg. Bracket.&lt;br&gt;7. Powder Coating Shade: colour RAL-7035 .&lt;br&gt;8. Jointless polyurethane foamed in place gasketing.&lt;br&gt; | 2088 | 2088.00
576 | [5 empty] | 1 | Enclosure For Control Panel. &lt;br&gt;1.JB Box Construction in CRCA MS Sheet. &lt;br&gt;2. Size= 380W mm x 155D mm x 300H mm. &lt;br&gt;3. Welded Main Body with Top and bottom in 1.5mm thickness.&lt;br&gt;4. Component Mtg Plate : GPSP Thickness 2.&lt;br&gt;5. Lock in Cam Lock , .&lt;br&gt;6. Wall Mtg. Bracket.&lt;br&gt;7. Powder Coating Shade: colour RAL-7035 .&lt;br&gt;8. Jointless polyurethane foamed in place gasketing.&lt;br&gt; | 3832 | 3832.00
577 | [5 empty] | 1 | Enclosure For Control Panel. &lt;br&gt;1.JB Box Construction in CRCA MS Sheet. &lt;br&gt;2. Size= 300W mm x 210D mm x 400H mm. &lt;br&gt;3. Welded Main Body with Top and bottom in 1.5mm thickness.&lt;br&gt;4. Component Mtg Plate : GPSP Thickness 2.&lt;br&gt;5. Lock in Cam Lock , .&lt;br&gt;6. Wall Mtg. Bracket.&lt;br&gt;7. Powder Coating Shade: colour RAL-7035 .&lt;br&gt;8. Jointless polyurethane foamed in place gasketing.&lt;br&gt; | 4360 | 4360.00
578 | [5 empty] | 1 | Enclosure For Control Panel. &lt;br&gt;1.WMM-22 Construction in CRCA MS Sheet. &lt;br&gt;2. Size= 500W mm x 210D mm x 500H mm. &lt;br&gt;3. Welded Main Body with Top and bottom in 1.5mm in thickness.&lt;br&gt;4. Gland Plate: Bottom Side in 2.00mm thickness.&lt;br&gt;5. Component Mtg. Plate: GPSP in 2.00mm thickness.&lt;br&gt;6. Wall Mtg. Bracket: Small size.&lt;br&gt;7. Front Door: Single in 1.5mm thickness.&lt;br&gt;8. Lock: Cam Lock.&lt;br&gt;9. Cable Support Angle: .&lt;br&gt;10. Powder Coating Shade: RAL-7035 .&lt;br&gt;11. Jointless polyurethane foamed in place gasketing.&lt;br&gt; | 5193 | 5193.00
579 | [5 empty] | 1 | Enclosure For Control Panel. &lt;br&gt;1.WMM-22 Construction in CRCA MS Sheet. &lt;br&gt;2. Size= 600W mm x 210D mm x 600H mm. &lt;br&gt;3. Welded Main Body with Top and bottom in 1.5mm in thickness.&lt;br&gt;4. Gland Plate: Bottom Side in 2.00mm thickness.&lt;br&gt;5. Component Mtg. Plate: GPSP in 2.00mm thickness.&lt;br&gt;6. Wall Mtg. Bracket: Small size.&lt;br&gt;7. Front Door: Single in 1.5mm thickness.&lt;br&gt;8. Lock: Cam Lock.&lt;br&gt;9. Cable Support Angle: .&lt;br&gt;10. Powder Coating Shade: RAL-7035 .&lt;br&gt;11. Jointless polyurethane foamed in place gasketing.&lt;br&gt; | 6649 | 6649.00
580 | IEEC POWER ELECTRONICS PVT LTD | 2024-25/01137-1 | 1/8/2025 12:00:00 AM | 1/14/2025 1:16:23 PM | Akash Chinchkar
581 | [5 empty] | 1 | Enclosure For Control Panel. &lt;br&gt;1.MFS (Modular Floor Standing Enclosure) Construction in CRCA MS Sheet. &lt;br&gt;2. Size= 1200W mm x 1000D mm x 1800H mm. + 100B + 6 Inch Caster Wheel&lt;br&gt;3. Main frame Structure Welded in 3.00mm thickness.&lt;br&gt;4. Component Mtg. Plate: GPSP in 3.00mm thickness qty 2 nos.&lt;br&gt;5. Front Door: Split in 2.00mm thickness.&lt;br&gt;6. Rear Door: Split in 2.00mm thickness.&lt;br&gt;7. Lock: 3-point Handle Lock, Qty 2.&lt;br&gt;8. Side Cover: in 1.5mm thickness .&lt;br&gt;9. Top Cover: in 1.5mm thickness .&lt;br&gt;10. Lifting Arrangement: Lifting L.&lt;br&gt;11. Base: Standard 100mm height .&lt;br&gt;12. Drawing Pocket: Standard .&lt;br&gt;13. Micro switch bracket.&lt;br&gt;14. Tubelight Bracket.&lt;br&gt;15. Jointless polyurethane foamed in place gasketing.&lt;br&gt;16. Any additional component: 6 Inch Filter.&lt;br&gt; | 70374 | 70374
582 | Klaus Multiparking Systems Pvt. Ltd. | 2024-25/01153-0 | 1/14/2025 12:00:00 AM | 1/14/2025 4:21:49 PM | Akash Chinchkar
583 | [5 empty] | 2 | Enclosure For Control Panel.&lt;br&gt;1.PC ENCLOSURE in PC Enclosure ECO-Standing Construction in CRCA MS Sheet.&lt;br&gt;2. Size= 700W mm x 290/600D mm x 1645H mm. +75 B (24&quot; MONITOR SIZE)&lt;br&gt;3. Welded Main Body: with Top and bottom in 1.2mm thickness.&lt;br&gt;. Front Door with stiffeners: Single in 1.2mm thickness.&lt;br&gt;5. Lock: Cam Lock .&lt;br&gt;6. Horizontal Partition: in 1.2mm thickness colour 7035.&lt;br&gt;7. Sliding Keyboard drawer with telescopic rails: in 1.2mm thickness Colour 7035.&lt;br&gt;8. Base: Standard in 3.00mm thickness height 75mm.&lt;br&gt;9. Transparent Door: PolyCarbonate Sheet in 3.00mm thickness biddingless technique.&lt;br&gt;10. Filters: 4 inch Qty 4.&lt;br&gt;11. Jointless polyurethane foamed in place gasketing.&lt;br&gt;12. Powder Coating Shade: Colour RAL 7035.&lt;br&gt;13. Fan not in our scope of supply.&lt;br&gt; | 28000 | 56000.00
584 | Aditya Electronics | 2024-25/01154-0 | 1/14/2025 12:00:00 AM | 1/14/2025 4:26:36 PM | Akash Chinchkar
585 | [5 empty] | 1 | Enclosure For Control Panel. &lt;br&gt;1.JB Box Construction in CRCA MS Sheet. &lt;br&gt;2. Size= 300W mm x 100D mm x 250H mm. &lt;br&gt;3. Welded Main Body with Top and bottom in 1.5mm thickness.&lt;br&gt;4. Component Mtg Plate : GPSP Thickness 2.&lt;br&gt;5. Lock in Cam Lock , .&lt;br&gt;6. Wall Mtg. Bracket.&lt;br&gt;7. Powder Coating Shade: colour RAL-7035 .&lt;br&gt; | 2747 | 2472.30
586 | Frontal Turnkey Solutions | 2024-25/01155-0 | 1/14/2025 12:00:00 AM | 1/14/2025 4:38:11 PM | Akash Chinchkar
587 | [5 empty] | 1 | Enclosure For Control Panel. &lt;br&gt;1.WMM-30 (MCC Box) Construction in CRCA MS Sheet. &lt;br&gt;2. Size= 900W mm x 300D mm x 1200H mm. &lt;br&gt;3. Welded Main Body with Top and bottom in 1.5mm in thickness.&lt;br&gt;4. Gland Plate: Bottom Side in 2.00mm thickness.&lt;br&gt;5. Component Mtg. Plate: GPSP in 2.00mm thickness.&lt;br&gt;6. Front Door: Split in 2.00mm thickness.&lt;br&gt;7. Lock: IMP Lock.&lt;br&gt;8. Powder Coating Shade: RAL-7035 .&lt;br&gt;9. Lifting I-Bolt.&lt;br&gt;10. Base: 3.00mm thickness and 300mm Height.&lt;br&gt;11. Jointless polyurethane foamed in place gasketing.&lt;br&gt; | 24365 | 21928.50
588 | Microverse Automation Pvt. Ltd. | 2024-25/01156-0 | 1/14/2025 12:00:00 AM | 1/14/2025 4:47:17 PM | Akash Chinchkar
589 | [5 empty] | 1 | Enclosure For Control Panel. &lt;br&gt;1.MFS (Modular Floor Standing Enclosure) Construction in CRCA MS Sheet. &lt;br&gt;2. Size= 800W mm x 1000D mm x 2270H mm. &lt;br&gt;3. Main frame Structure Welded in 3.00mm thickness.&lt;br&gt;4. Component Mtg. Plate: GPSP in 2.00mm thickness qty In Colour Select Colour.&lt;br&gt;5. Front Door: Single in 2.00mm thickness With glass.&lt;br&gt;6. Rear Door: Single in 2.00mm thickness.&lt;br&gt;7. Lock: IMP Lock,.&lt;br&gt;8. Side Cover: in 1.5mm thickness .&lt;br&gt;9. Top Cover: in 1.5mm thickness .&lt;br&gt;10. Lifting Arrangement: Eye Bolt 3.00mm thickness.&lt;br&gt;11. Base: Standard 3.00mm thickness 100mm height .&lt;br&gt;12. Drawing Pocket: Standard colour 7035.&lt;br&gt;13. Micro switch bracket.&lt;br&gt;14. Tubelight Bracket.&lt;br&gt;15. Jointless polyurethane foamed in place gasketing.&lt;br&gt; | 69557 | 62601.30
590 | ARTECH SOLUTIONS | 2024-25/01124-1 | 1/5/2025 12:00:00 AM | 1/15/2025 11:11:27 AM | Satyajeet
591 | [5 empty] | 1 | Enclosure For Control Panel. &lt;br&gt;1.WMM-30 (MCC Box) Construction in CRCA MS Sheet. &lt;br&gt;2. Size= 800W mm x 500D mm x 1500H mm. &lt;br&gt;3. Welded Main Body with Top and bottom in 1.5mm in thickness.&lt;br&gt;4. Gland Plate: Bottom Side in 3.00mm thickness.&lt;br&gt;5. Component Mtg. Plate: GPSP in 2.00mm thickness.&lt;br&gt;6. Front Door: Split in 2.00mm thickness.&lt;br&gt;7. Lock: 3-point Handle Lock.&lt;br&gt;8. Powder Coating Shade: RAL-7035 .&lt;br&gt;9. Base: 3.00mm thickness and 75 mm Height.&lt;br&gt;10. Jointless polyurethane foamed in place gasketing.&lt;br&gt; | 29719 | 26747.1
592 | [5 empty] | 1 | Enclosure For Control Panel. &lt;br&gt;1.WMM-30 (MCC Box) Construction in CRCA MS Sheet. &lt;br&gt;2. Size= 600W mm x 500D mm x 1200H mm. &lt;br&gt;3. Welded Main Body with Top and bottom in 1.5mm in thickness.&lt;br&gt;4. Gland Plate: Bottom Side in 3.00mm thickness.&lt;br&gt;5. Component Mtg. Plate: GPSP in 2.00mm thickness.&lt;br&gt;6. Front Door: Single in 2.00mm thickness.&lt;br&gt;7. Lock: 3-point Handle Lock.&lt;br&gt;8. Powder Coating Shade: RAL-7035 .&lt;br&gt;9. Base: 3.00mm thickness and 75 mm Height.&lt;br&gt;10. Jointless polyurethane foamed in place gasketing.&lt;br&gt; | 18906 | 17015.4
593 | Microverse Automation Pvt. Ltd. | 2024-25/01156-1 | 1/14/2025 12:00:00 AM | 1/15/2025 1:41:10 PM | Akash Chinchkar
594 | [5 empty] | 1 | Enclosure For Control Panel. &lt;br&gt;1.MFS (Modular Floor Standing Enclosure) Construction in CRCA MS Sheet. &lt;br&gt;2. Size= 800W mm x 1000D mm x 2270H mm. &lt;br&gt;3. Main frame Structure Welded in 3.00mm thickness.&lt;br&gt;4. Component Mtg. Plate: GPSP in 2.00mm thickness .&lt;br&gt;5. Front Door: Single in 2.00mm thickness With glass.&lt;br&gt;6. Rear Door: Single in 2.00mm thickness.&lt;br&gt;7. Lock: 3 point handel lock.&lt;br&gt;8. Side Cover: in 1.5mm thickness .&lt;br&gt;9. Top Cover: in 1.5mm thickness .&lt;br&gt;10. Lifting Arrangement: Eye Bolt 3.00mm thickness.&lt;br&gt;11. Base: Standard 3.00mm thickness 100mm height .&lt;br&gt;12. Drawing Pocket: Standard.&lt;br&gt;13. Micro switch bracket.&lt;br&gt;14. Tubelight Bracket.&lt;br&gt;15. Jointless polyurethane foamed in place gasketing.&lt;br&gt;16. Powder coating your scope&lt;br&gt; | 62064 | 55857.6
595 | IRD Mechanalysis Limited | 2024-25/01157-0 | 1/15/2025 12:00:00 AM | 1/15/2025 2:22:29 PM | Satyajeet
596 | [5 empty] | 8 | Enclosure For Control Panel. &lt;br&gt;1.WMM-30 (MCC Box) Construction in CRCA MS Sheet. &lt;br&gt;2. Size= 380W mm x 460D mm x 430H mm. &lt;br&gt;3. Welded Main Body with Top and bottom in 2.00mm in thickness.&lt;br&gt;4. Gland Plate: Bottom Side in 3.00mm thickness.&lt;br&gt;5. Component Mtg. Plate: GPSP in 3.00mm thickness.&lt;br&gt;6. Front Door: Single in 2.00mm thickness.&lt;br&gt;7. Lock: Clamp Lock with qty 2 Qty. SS304&lt;br&gt;8. Powder Coating Shade: RAL-7035 .&lt;br&gt;9. Transparent Door: Glass biddingless technique .&lt;br&gt;10. Jointless polyurethane foamed in place gasketing.&lt;br&gt;11. Wall Mtg Bracket in SS304&lt;br&gt; | 9952 | 71654.4
597 | GRIP MECHATRONICS PVT LTD | 2024-25/01158-0 | 1/15/2025 12:00:00 AM | 1/15/2025 5:15:49 PM | Akash Chinchkar
598 | [5 empty] | 1 | Enclosure For Control Panel. &lt;br&gt;1.WMM-30 (MCC Box) Construction in CRCA MS Sheet. &lt;br&gt;2. Size= 800W mm x 300D mm x 1300H mm. &lt;br&gt;3. Welded Main Body with Top and bottom in 1.5mm in thickness.&lt;br&gt;4. Gland Plate: Bottom Side in 2.00mm thickness.&lt;br&gt;5. Component Mtg. Plate: GPSP in 2.00mm thickness.&lt;br&gt;6. Front Door: Split in 2.00mm thickness with glass&lt;br&gt;7. Lock: 3-point Handle Lock.&lt;br&gt;8. Powder Coating Shade: RAL-7035 .&lt;br&gt;9. Lifting I-Bolt.&lt;br&gt;10. Base: 3.00mm thickness and 300mm Height.&lt;br&gt;11. Jointless polyurethane foamed in place gasketing.&lt;br&gt; | 26320 | 23688.00